## test
Asset No. | Name | Manufacturer | Model
00002063601 | LASER, THERAPEUTIC | LASEREX | LTU-904
00002063778 | SLIT LAMP, OPHTHALMIC | ZEISS | 20 SL
00002068802 | BATH, ELECTRIC, HYDROLIC | ARJO | PRIMO
00002069015 | SCALE, BABY | TANITA | 1581
00002071024 | THERAPY UNIT, POWER TRAINER | POWER TRAINER | FES
001505 | BATTERY CHARGER | LINAK | CHJ20000020J011
001918P | CENTRIFUGE | SPINTRON | GT-175A
007827 | SPHYGMOMANOMETER |  | SPIRIT
020983640 | SPHYGMOMANOMETER, ANEROID | RIESTER | BIG BEN
04402 | PHYSIOLOGIC MONITORING SYSTEM | WELCH ALLYN | 420 SERIES
04402BAT | BATTERY, SECONDARY | MASTER INSTRUMENTS | MB926
051110112281 | SPHYGMOMANOMETER | WELCH ALLYN | WELCH ALLYN
060608193973 | SPHYGMOMANOMETER | WELCH ALLYN | WELCH ALLYN
131323 | BODY PROTECTED AREA | 2022-07-16 | BODY PROTECTED
131324 | BODY PROTECTED AREA |  | BODY PROTECTED
A00504 | SCALE, INFANT | TANITA | 1580
A00505 | SCALE, INFANT | TANITA | 1580
A05327 | TELEVISION, LCD | CELESTIAL | LT1968HD
A05328 | TELEVISION, LCD | CELESTIAL | LT1968HD
A05330 | TELEVISION, LCD | CELESTIAL | LT1968HD
A05331 | SCOPE CHARGER | WELCH ALLYN | 71940
A05332 | SCALES | AND | FG150KAM
A05333 | SCALE, INFANT | test | UWE IN-22
A05350 | ECG, MACHINE | PHILIPS MEDICAL SYSTEMS | TC50
A05350BAT | BATTERY, SECONDARY | MASTER INSTRUMENTS | DR202SH
A05354 | BED, ELECTRIC | ARJO HUNTLEIGH | CONTOURA 380
A05357 | BED, ELECTRIC | ARJO HUNTLEIGH | CONTOURA 380
A05359 | SIMULATOR, NONINVASIVE BLOOD PRESSURE | CLINICAL DYNAMICS | FALSE
A06746BA | BATTERY, SECONDARY | LINAK | 9.3
A06747 | BED, GENERAL-PURPOSE, ELECTRICALLY-POWERED | ARJO HUNTLEIGH | 123

## Sheet1
Asset No. | id | Name | Manufacturer | Model | Serial N° | Alternative Name | Supplier | Site Name | MD Name | Name of Location | Price | Start up
00002063601 | LASER, THERAPEUTICLASEREXLTU-904 | LASER, THERAPEUTIC | LASEREX | LTU-904 | L19047 |  |  | BROKEN HILL | BHHS, PHYSIO |  | 0 | 37073
00002063778 | SLIT LAMP, OPHTHALMICZEISS20 SL | SLIT LAMP, OPHTHALMIC | ZEISS | 20 SL | 197190 |  | ZEISS | BROKEN HILL | BHHS, SPECIALIST CLINIC | SC12 | 0 | 37073
00002063819 | COLPOSCOPEOLYMPUS CORP MEDICALOCS-2 | COLPOSCOPE | OLYMPUS CORP MEDICAL | OCS-2 | 506024 |  |  | BROKEN HILL | BHHS, SPECIALIST CLINIC |  | 0 | 37073
00002064486 | LIFT, PATIENT TRANSFER, MOBILEPRO-MEDALPHA TWIN BOOM | LIFT, PATIENT TRANSFER, MOBILE | PRO-MED | ALPHA TWIN BOOM | 44615 |  | ACTIVE MOBILITY SYSTEMS | BROKEN HILL | BHHS, MEDICAL | BHHS, MEDICAL | 8600 | 35964
00002068802 | BATH, ELECTRIC, HYDROLICARJOPRIMO | BATH, ELECTRIC, HYDROLIC | ARJO | PRIMO | SE0798126254003 |  |  | WENTWORTH | WENTWORTH |  | 12500 | 35796
00002069015 | SCALE, BABYTANITA1581 | SCALE, BABY | TANITA | 1581 | 8080206 | SCALES, INFANT | WEDDERBURN SCALES | BALRANALD | BALRANALD, A&E | BALRANALD, A&E | 0 | 37073
00002071024 | THERAPY UNIT, POWER TRAINERPOWER TRAINERFES | THERAPY UNIT, POWER TRAINER | POWER TRAINER | FES | 74146 |  | MULTI-TEMS P/L | BROKEN HILL | BHHS, PHYSIO |  | 10394 | 36850
001505 | BATTERY CHARGERLINAKCHJ20000020J011 | BATTERY CHARGER | LINAK | CHJ20000020J011 |  |  |  | WENTWORTH | WENTWORTH |  | 0 | 37073
001918P | CENTRIFUGESPINTRONGT-175A | CENTRIFUGE | SPINTRON | GT-175A | 175B980133 |  |  | BROKEN HILL | BHHS, PATHOLOGY |  | 0 | 40779
007827 | SPHYGMOMANOMETERSPIRIT | SPHYGMOMANOMETER |  | SPIRIT | 007827 |  |  | TIBOOBURRA | TIBOOBURRA |  | 0 | 37073
020983640 | SPHYGMOMANOMETER, ANEROIDRIESTERBIG BEN | SPHYGMOMANOMETER, ANEROID | RIESTER | BIG BEN | 020983640 |  |  | WENTWORTH | WENTWORTH, A&E |  | 0 | 37073
020983840 | SPHYGMOMANOMETER, ANEROIDRIESTERBIG BEN | SPHYGMOMANOMETER, ANEROID | RIESTER | BIG BEN | 020983840 |  |  | WENTWORTH | WENTWORTH, A&E |  | 0 | 37073
03089 | TEMPERATURE SENSITIVITY MEASURING UNITARIZANT HEALTHCARE22110 | TEMPERATURE SENSITIVITY MEASURING UNIT | ARIZANT HEALTHCARE | 22110 | 03089 | BAIR HUGGER TEMP TEST UNIT |  | BROKEN HILL | BHHS, BIOMEDICAL |  | 0 | 40795
04041 | BED, ELECTRICARJO HUNTLEIGHMINUET | BED, ELECTRIC | ARJO HUNTLEIGH | MINUET | RSMN04734 |  | ARJOHUNTLEIGH | BROKEN HILL | BHHS, PALIATIVE CARE |  | 0 | 38806
04042 | BED, ELECTRICARJO HUNTLEIGHMINUET | BED, ELECTRIC | ARJO HUNTLEIGH | MINUET | RSMN04735 |  | ARJOHUNTLEIGH | BROKEN HILL | BHHS, PALIATIVE CARE |  | 0 | 38806
04043 | TABLE, ELECTRICSMARTLINE MACHINERY PTY LTDSMARTPACK | TABLE, ELECTRIC | SMARTLINE MACHINERY PTY LTD | SMARTPACK |  |  | NATIONAL SURGICAL CORPORATION PTY LTD | BROKEN HILL | BHHS, THEATRE |  | 3735 | 38812
04044 | HOIST TROLLEYSMARTLINE MACHINERY PTY LTDE150 | HOIST TROLLEY | SMARTLINE MACHINERY PTY LTD | E150 | 569WPE332375.15 | UNIVATOR | NATIONAL SURGICAL CORPORATIOAN PTY LTD | BROKEN HILL | BHHS, THEATRE |  | 3500 | 38812
04049 | BED, THERAPYPACIFIC HEALTH | BED, THERAPY | PACIFIC HEALTH |  | 009180 |  | PACIFIC HEALTH | BROKEN HILL | BHHS, PHYSIO |  | 0 | 38856
04176 | TOURNIQUET, PNEUMATICZIMMER INCATS 1200 | TOURNIQUET, PNEUMATIC | ZIMMER INC | ATS 1200 | 1206FAAE | TOURNIQUETS | ZIMMER BIOMET PTY LTD | BROKEN HILL | BHHS, THEATRE |  | 9909 | 38986
04177 | TOURNIQUET, PNEUMATICZIMMER INCATS 1200 | TOURNIQUET, PNEUMATIC | ZIMMER INC | ATS 1200 | 1206FAAA | TOURNIQUETS | ZIMMER BIOMET PTY LTD | BROKEN HILL | BHHS, THEATRE |  | 9909 | 38986
04209 | ALTERNATING-PRESSURE MATTRESS SYSTEMPERTINAXPT-201 | ALTERNATING-PRESSURE MATTRESS SYSTEM | PERTINAX | PT-201 | A503767 |  |  | BROKEN HILL | BHHS, PALIATIVE CARE |  | 0 | 38944
04266 | TELEVISIONAWAW5135F | TELEVISION | AWA | W5135F | 617513513641 |  | BIG W | BROKEN HILL | BHHS |  | 190 | 38952
04270 | BED, ELECTRICMEDICRAFTHLE8000 | BED, ELECTRIC | MEDICRAFT | HLE8000 | 12154 |  | HILL-ROM | BROKEN HILL | BHHS, SURGICAL | BHHS, SURGICAL | 0 | 38979
04303 | SCALE, BABYUWEIN-22 | SCALE, BABY | UWE | IN-22 | NZG10081 |  | WEDDERBURN | MENINDEE | MENINDEE |  | 800 | 38973
04307 | CTG (CARDIOTOCOGRAPH)PHILIPS MEDICAL SYSTEMSM2703A | CTG (CARDIOTOCOGRAPH) | PHILIPS MEDICAL SYSTEMS | M2703A | DE53102443 |  | PHILIPS HEALTHCARE | BROKEN HILL | BHHS, OBU | BHHS, OBU | 23750 | 38980
04308 | BED, ELECTRICHUNTLEIGH TECHNOLOGYA3282/2/SHS | BED, ELECTRIC | HUNTLEIGH TECHNOLOGY | A3282/2/SHS | IPS-17638 |  | HUNTLEIGH TECHNOLOGY | BROKEN HILL | BHHS, A&E |  | 0 | 39003
04341 | BED, ELECTRICLIFTCARE BED COMPANYPROTEAN | BED, ELECTRIC | LIFTCARE BED COMPANY | PROTEAN | 7P1112 |  | HUMAN CARE AUSTRALIA | BROKEN HILL | BHHS, MEDICAL |  | 0 | 38994
04344 | LIGHT, EXAMINATIONWELCH ALLYNLS-135 | LIGHT, EXAMINATION | WELCH ALLYN | LS-135 | 0608 | EXAMINATION LIGHT | WELCHALLYN | BROKEN HILL | BHHS, SPECIALIST CLINIC |  | 0 | 38996
04369 | LIGHT, EXAMINATIONWELCH ALLYNLS-135 | LIGHT, EXAMINATION | WELCH ALLYN | LS-135 | 04369 | EXAM LAMP | WELCH ALLYN AUSTRALIA | BROKEN HILL | BHHS, SPECIALIST CLINIC |  | 665 | 39007
04383 | SMOKE EVACUATION SYSTEM, SURGICALVALLEYLAB INC A PFIZOPTIMUMM | SMOKE EVACUATION SYSTEM, SURGICAL | VALLEYLAB INC A PFIZ | OPTIMUMM | VL0435760 |  | MEDTRONIC COVIDIEN | BROKEN HILL | BHHS, THEATRE |  | 3300 | 39033
04384 | ESUVALLEYLAB INC A PFIZFORCE FX | ESU | VALLEYLAB INC A PFIZ | FORCE FX | F6F47890A | ELECTROSURGICAL UNITS | VALLEYLAB AUSTRALIA | BROKEN HILL | BHHS, THEATRE | BHHS, THEATRE | 40000 | 39033
04389 | HAEMOGLOBINOMETERHEMOCUE ABHB201 | HAEMOGLOBINOMETER | HEMOCUE AB | HB201 | 0621 013 206 |  | HEMOCUE AUST P/L | BROKEN HILL | BHHS, THEATRE |  | 0 | 39020
04392 | BED, ELECTRICHUNTLEIGH HEALTHCAREA3282/2/SHS | BED, ELECTRIC | HUNTLEIGH HEALTHCARE | A3282/2/SHS | IPS-17918 |  | HUNTLEIGH | BROKEN HILL | BHHS, SPECIALIST CLINIC | BHHS, SPECIALIST CLINIC | 0 | 39017
04402 | PHYSIOLOGIC MONITORING SYSTEMWELCH ALLYN420 SERIES | PHYSIOLOGIC MONITORING SYSTEM | WELCH ALLYN | 420 SERIES | 200610540 | SPOT MONITOR | WELCH ALLYN AUSTRALIA | IVANHOE | IVANHOE |  | 0 | 38930
04402BAT | BATTERY, SECONDARYMASTER INSTRUMENTSMB926 | BATTERY, SECONDARY | MASTER INSTRUMENTS | MB926 |  |  | MASTER INSTRUMENTS | IVANHOE | IVANHOE | IVANHOE | 21.37 | 41927
04403 | SPHYGMOMANOMETER, ANEROIDWBICCLOCK MODEL | SPHYGMOMANOMETER, ANEROID | WBIC | CLOCK MODEL | 04403 |  |  | IVANHOE | IVANHOE |  | 0 | 37073
04404 | SPHYGMOMANOMETER, ANEROIDWELCH ALLYNWELCH ALLYN | SPHYGMOMANOMETER, ANEROID | WELCH ALLYN | WELCH ALLYN | 060510134606 |  | WELCH ALLYN AUSTRALIA | IVANHOE | IVANHOE |  | 0 | 37073
04408 | BED, TILT TABLEHUNTLEIGH HEALTHCARE48622/2/THS | BED, TILT TABLE | HUNTLEIGH HEALTHCARE | 48622/2/THS | IPS-19156 |  | HUNTLEIGH HEALTHCARE - SEE ARJO HUNTLEIGH | BROKEN HILL | BHHS, RADIOLOGY |  | 0 | 39036
04458 | STIMULATOR, NERVEPAJUNKVARIO | STIMULATOR, NERVE | PAJUNK | VARIO | 1435 |  | SURIMEX | BROKEN HILL | BHHS, THEATRE | BHHS, THEATRE | 0 | 37073
05030626 | FETAL HEART DETECTORHADECOMINIDOP ES100VX | FETAL HEART DETECTOR | HADECO | MINIDOP ES100VX | 0503626 | FETAL HEART DETECTORS |  | DARETON | DARETON |  | 0 | 37073
050523212611 | SPHYGMOMANOMETER, ANEROIDWELCH ALLYNTYCOS | SPHYGMOMANOMETER, ANEROID | WELCH ALLYN | TYCOS | 050523212611 |  | WELCH ALLYN AUSTRALIA | BROKEN HILL | BHHS, NURSING ADMIN |  | 400 | 39118
050523213413 | SPHYGMOMANOMETERWELCH ALLYNWELCHALLYN | SPHYGMOMANOMETER | WELCH ALLYN | WELCHALLYN | 050523213413 |  |  | MENINDEE | MENINDEE |  | 0 | 37073
050915174001 | SPHYGMOMANOMETER, ANEROIDWELCH ALLYNDS66 | SPHYGMOMANOMETER, ANEROID | WELCH ALLYN | DS66 | 050915174001 |  | WELCH ALLYN AUSTRALIA | BROKEN HILL | BHHS, PAEDIATRICS |  | 0 | 38684
050916102904 | SPHYGMOMANOMETER, ANEROIDWELCH ALLYNDS66 | SPHYGMOMANOMETER, ANEROID | WELCH ALLYN | DS66 | 050916102904 |  | WELCH ALLYN AUSTRALIA | BROKEN HILL | BHHS, PAEDIATRICS |  | 0 | 38684
051110112281 | SPHYGMOMANOMETERWELCH ALLYNWELCH ALLYN | SPHYGMOMANOMETER | WELCH ALLYN | WELCH ALLYN | 051110112281 |  |  | MENINDEE | MENINDEE |  | 0 | 37073
060608193973 | SPHYGMOMANOMETERWELCH ALLYNWELCH ALLYN | SPHYGMOMANOMETER | WELCH ALLYN | WELCH ALLYN | 060608193973 |  |  | MENINDEE | MENINDEE |  | 0 | 37073
080490314 | SPHYGMOMANOMETERWELCH ALLYNWELCH ALLYN | SPHYGMOMANOMETER | WELCH ALLYN | WELCH ALLYN | 080490314 |  | WELCH ALLYN AUSTRALIA | BROKEN HILL | BHHS, NURSING ADMIN |  | 400 | 39118
08612612 | SPHYGMOMANOMETER, ANEROIDAMEDALP-K2 | SPHYGMOMANOMETER, ANEROID | AMED | ALP-K2 | 08612612 | SPHYGMOMANOMETERS, ANEROID |  | DARETON | DARETON, COMMUNITY HEALTH |  | 0 | 40591
090611021 | THERMOMETER, INFRARED, <SPECIFY>RS COMPONENTS1327 | THERMOMETER, INFRARED, <SPECIFY> | RS COMPONENTS | 1327 | 090611021 | INFRARED THERMOMETER | RS COMPONENTS | BROKEN HILL | BHHS, BIOMEDICAL |  | 0 | 40323
104198341 | SPHYGMOMANOMETER, ANEROIDTYCOS INSTRUMENTS INTYCOS | SPHYGMOMANOMETER, ANEROID | TYCOS INSTRUMENTS IN | TYCOS | 104198341 |  | TYCOS | BROKEN HILL | BHHS, RENAL DIALYSIS |  | 0 | 37073
104198342 | SPHYGMOMANOMETER, ANEROIDTYCOS | SPHYGMOMANOMETER, ANEROID |  | TYCOS | 104198342 |  |  | BROKEN HILL | BHHS, RENAL DIALYSIS |  | 0 | 37073
110303101521 | SPHYGMOMANOMETER, ANEROIDWELCH ALLYNDS66 | SPHYGMOMANOMETER, ANEROID | WELCH ALLYN | DS66 |  | MANUAL SPHYGMOMANMETER | WELCH ALLYN AUSTRALIA | BROKEN HILL | BHHS, RENAL DIALYSIS |  | 0 | 40631
112 | THERMOMETERCIG MEDISHIELD520456 | THERMOMETER | CIG MEDISHIELD | 520456 | V079878 |  | CIG | BROKEN HILL | BHHS, THEATRE |  | 0 | 37073
131321 | BODY PROTECTED AREABODY PROTECTED | BODY PROTECTED AREA |  | BODY PROTECTED |  | RCD 1 CIRCUIT 2 - 30, RCD 2 CIRCUIT 2E - 13, RCD 3 CL7 |  | BALRANALD | BALRANALD, AGED CARE | LONG STAY ROOM 1 | 0 | 40577
131322 | BODY PROTECTED AREABODY PROTECTED | BODY PROTECTED AREA |  | BODY PROTECTED |  | RCD 1 CIRCUIT 2 - 32, RCD 2 CIRCUIT 2E - 13 |  | BALRANALD | BALRANALD, AGED CARE | LONG STAY ROOM 2 | 0 | 40577
131323 | BODY PROTECTED AREABODY PROTECTED | BODY PROTECTED AREA |  | BODY PROTECTED |  | RCD 1 CIRCUIT 2 - 44, RCD 2 CIRCUIT 2E - 19, CL10 |  | BALRANALD | BALRANALD, AGED CARE | LONG STAY ROOM 8 | 0 | 40577
131324 | BODY PROTECTED AREABODY PROTECTED | BODY PROTECTED AREA |  | BODY PROTECTED |  | RCD 1 CIRCUIT 2 - 46, RCD 2 CIRCUIT 2E - 21, CL9 |  | BALRANALD | BALRANALD, AGED CARE | LONG STAY ROOM 9 | 0 | 40577
131325 | BODY PROTECTED AREABODY PROTECTED | BODY PROTECTED AREA |  | BODY PROTECTED |  | RCD 1 CIRCUIT 2 - 48, RCD 2 CIRCUIT 2E - 21, CL9 |  | BALRANALD | BALRANALD, AGED CARE | LONG STAY ROOM 10 | 0 | 40577
131326 | BODY PROTECTED AREABODY PROTECTED | BODY PROTECTED AREA |  | BODY PROTECTED |  | RCD 1 CIRCUIT 2 - 42, RCD 2 CIRCUIT 2E - 19, CL10 |  | BALRANALD | BALRANALD, AGED CARE | LONG STAY ROOM 7 | 0 | 40577
131327 | BODY PROTECTED AREABODY PROTECTED | BODY PROTECTED AREA |  | BODY PROTECTED |  | RCD 1 CIRCUIT 2 - 40, RCD 2 CIRCUIT 2E - 17, CL10 |  | BALRANALD | BALRANALD, AGED CARE | LONG STAY ROOM 6 | 0 | 40577
131328 | BODY PROTECTED AREABODY PROTECTED | BODY PROTECTED AREA |  | BODY PROTECTED |  | RCD 1 CIRCUIT 2 - 50, RCD 2 CIRCUIT 2E - 23 |  | BALRANALD | BALRANALD, AGED CARE | LONG STAY ROOM 11 | 0 | 40577
131329 | BODY PROTECTED AREABODY PROTECTED | BODY PROTECTED AREA |  | BODY PROTECTED |  | RCD 1 CIRCUIT 2 - 52, RCD 2 CIRCUIT 2E - 23, RCD 3 CL9 |  | BALRANALD | BALRANALD, AGED CARE | LONG STAY ROOM 12 | 0 | 40577
131330 | BODY PROTECTED AREABODY PROTECTED | BODY PROTECTED AREA |  | BODY PROTECTED |  | RCD 1 CIRCUIT 2 - 38, RCD 2 CIRCUIT 2E - 17, RCD 3 CL10 |  | BALRANALD | BALRANALD, AGED CARE | LONG STAY ROOM 5 | 0 | 40577
131331 | BODY PROTECTED AREABODY PROTECTED | BODY PROTECTED AREA |  | BODY PROTECTED |  | RCD 1 CIRCUIT 2 - 36, RCD 2 CIRCUIT 2E - 15, CL 7 |  | BALRANALD | BALRANALD, AGED CARE | LONG STAY ROOM 4 | 0 | 40577
131332 | BODY PROTECTED AREABODY PROTECTED | BODY PROTECTED AREA |  | BODY PROTECTED |  | RCD 1 CIRCUIT 2 - 34, RCD 2 CIRCUIT 2E - 15, CL7 |  | BALRANALD | BALRANALD, AGED CARE | LONG STAY ROOM 3 | 0 | 40577
131333 | BODY PROTECTED AREABODY PROTECTED | BODY PROTECTED AREA |  | BODY PROTECTED |  | RCD 1 CIRCUIT 2 - 60, RCD 2 CIRCUIT 2E - 27, RCD 3 CL 8 |  | BALRANALD | BALRANALD, AGED CARE | LONG STAY ROOM 16 | 0 | 40577
131334 | BODY PROTECTED AREABODY PROTECTED | BODY PROTECTED AREA |  | BODY PROTECTED |  | RCD 1 CIRCUIT 2 - 58, RCD 2 CIRCUIT 2E - 27 |  | BALRANALD | BALRANALD, AGED CARE | LONG STAY ROOM 15 | 0 | 40577
131335 | BODY PROTECTED AREABODY PROTECTED | BODY PROTECTED AREA |  | BODY PROTECTED |  | RCD 1 CIRCUIT 2 - 56, RCD 2 CIRCUIT 2E - 25, CL 8 |  | BALRANALD | BALRANALD, AGED CARE | LONG STAY ROOM 14 | 0 | 40577
131336 | BODY PROTECTED AREABODY PROTECTED | BODY PROTECTED AREA |  | BODY PROTECTED |  | RCD 1 CIRCUIT 2 - 54, RCD 2 CIRCUIT 2E - 25, CL 8 |  | BALRANALD | BALRANALD, AGED CARE | LONG STAY ROOM 13 | 0 | 40577
131337 | BODY PROTECTED AREABODY PROTECTED | BODY PROTECTED AREA |  | BODY PROTECTED |  | RCD 1 CIRCUIT 1-20, RCD 2 CIRCUIT 1E-21, CL 6 |  | BALRANALD | BALRANALD, ACUTE CARE | ACUTE WARD ROOM 7 | 0 | 40577
131338 | BODY PROTECTED AREABODY PROTECTED | BODY PROTECTED AREA |  | BODY PROTECTED |  | RCD 1 CIRCUIT 1 - 18, RCD 2 CIRCUIT 1E-19, CL 6 |  | BALRANALD | BALRANALD, ACUTE CARE | ACUTE WARD ROOM 8 | 0 | 40577
131339 | BODY PROTECTED AREABODY PROTECTED | BODY PROTECTED AREA |  | BODY PROTECTED |  | RCD 1 CIRCUIT 1-16, RCD 2 CIRCUIT 1E-17, CL 6 |  | BALRANALD | BALRANALD, ACUTE CARE | ACUTE WARD ROOM 6 | 0 | 40577
131340 | BODY PROTECTED AREABODY PROTECTED | BODY PROTECTED AREA |  | BODY PROTECTED |  | RCD 1 CIRCUIT 1-14, RCD 2 CIRCUIT 1E-15, CL 6 |  | BALRANALD | BALRANALD, ACUTE CARE | ACUTE WARD ROOM 4 | 0 | 40577
131341 | BODY PROTECTED AREABODY PROTECTED | BODY PROTECTED AREA |  | BODY PROTECTED |  | RCD 1 CIRCUIT 1 - 27, RCD 2 CIRCUIT 1E - 23, CL 6 |  | BALRANALD | BALRANALD, ACUTE CARE | ACUTE WARD ROOM 5 | 0 | 40577
131342 | BODY PROTECTED AREABODY PROTECTED | BODY PROTECTED AREA |  | BODY PROTECTED |  | RCD 1 CIRCUIT 1-24, RCD 2 CIRCUIT 1E-25, CL 6 |  | BALRANALD | BALRANALD, ACUTE CARE | ACUTE WARD ROOM 3 | 0 | 40577
131343 | BODY PROTECTED AREABODY PROTECTED | BODY PROTECTED AREA |  | BODY PROTECTED |  | RCD 1 CIRCUIT 1-12, RCD 2 CIRCUIT 1E-13, CL 6 |  | BALRANALD | BALRANALD, ACUTE CARE | ACUTE WARD ROOM 2 | 0 | 40577
131344 | BODY PROTECTED AREABODY PROTECTED | BODY PROTECTED AREA |  | BODY PROTECTED |  | RCD 1 CIRCUIT 1 - 26, RCD 2 CIRCUIT 1E - 27, RCD 3 CL 6 |  | BALRANALD | BALRANALD, ACUTE CARE | ACUTE WARD ROOM 1 | 0 | 40577
131345 | BODY PROTECTED AREABODY PROTECTED | BODY PROTECTED AREA |  | BODY PROTECTED |  | RCD 1 CIRCUIT ?? - ?, RCD 2 CIRCUIT ?? - ?, RCD 5 CL 5 |  | BALRANALD | BALRANALD | RENAL | 0 | 40577
131346 | BODY PROTECTED AREABODY PROTECTED | BODY PROTECTED AREA |  | BODY PROTECTED |  | RCD 1 CIRCUIT 4 - 6, RCD 2 CIRCUIT 4E - 13, RCD 3 CL 3 |  | BALRANALD | BALRANALD, PRIMARY HEALTH | CONSULT 1 | 0 | 40577
131348 | BODY PROTECTED AREABODY PROTECTED | BODY PROTECTED AREA |  | BODY PROTECTED |  | RCD 1 CIRCUIT 4 - 8, RCD 2 CIRCUIT 4E - 15 |  | BALRANALD | BALRANALD, PRIMARY HEALTH | CONSULT 2 | 0 | 40577
131349 | BODY PROTECTED AREABODY PROTECTED | BODY PROTECTED AREA |  | BODY PROTECTED |  | RCD 1 CIRCUIT 4 - 26, CL 3 |  | BALRANALD | BALRANALD, PRIMARY HEALTH | INTERVIEW ROOM 1 | 0 | 40577
131350 | BODY PROTECTED AREABODY PROTECTED | BODY PROTECTED AREA |  | BODY PROTECTED |  | RCD 1 CIRCUIT 4 - 42, CL 3 |  | BALRANALD | BALRANALD, PRIMARY HEALTH | INTERVIEW ROOM 2 | 0 | 40577
131351 | BODY PROTECTED AREABODY PROTECTED | BODY PROTECTED AREA |  | BODY PROTECTED |  | RCD 1 CIRCUIT 4 - 44, RCD 2 CIRCUIT 4E - 17, CL 3 |  | BALRANALD | BALRANALD, PRIMARY HEALTH | CONSULT 3 | 0 | 40577
131352 | BODY PROTECTED AREABODY PROTECTED | BODY PROTECTED AREA |  | BODY PROTECTED |  | RCD 1 CIRCUIT 4 - 4, RCD 2 CIRCUIT 4 - 2, RCD 3 CIRCUIT 4E - 27, RCD 4 CL 11 |  | BALRANALD | BALRANALD, PRIMARY HEALTH | TREATMENT ROOM | 0 | 40577
131353 | BODY PROTECTED AREABODY PROTECTED | BODY PROTECTED AREA |  | BODY PROTECTED |  | RCD 1 CIRCUIT 4E - 29, RCD 2 CL 12 |  | BALRANALD | BALRANALD, PRIMARY HEALTH | PODIATRY | 0 | 40577
131354 | BODY PROTECTED AREABODY PROTECTED | BODY PROTECTED AREA |  | BODY PROTECTED |  | RCD 1 CIRCUIT 4 - 41, RCD 2 CIRCUIT 4E - 23, RCD 3 CIRCUIT 4E - 21, RCD 4 CIRCUIT 4E - 25, RCD 5 CL 2 |  | BALRANALD | BALRANALD, RADIOLOGY | BALRANALD, RADIOLOGY | 0 | 40577
131356 | BODY PROTECTED AREABODY PROTECTED | BODY PROTECTED AREA |  | BODY PROTECTED |  | RCD 1 CIRCUIT 4E - 7, RCD 3 CIRCUIT 4 - 29, RCD 4 CIRCUIT 4E - 9 RCD 5 CIRCUIT 4 - 31, RCD 6 CIRCUIT 4 - 35, CL 2 |  | BALRANALD | BALRANALD, PRIMARY HEALTH | MEETING ROOM 2 | 0 | 40577
131357 | BODY PROTECTED AREABODY PROTECTED | BODY PROTECTED AREA |  | BODY PROTECTED |  | RCD 2 CIRCUIT 4E - 11, CL 2 |  | BALRANALD | BALRANALD, PRIMARY HEALTH | MEETING ROOM 3 | 0 | 40577
131358 | BODY PROTECTED AREABODY PROTECTED | BODY PROTECTED AREA |  | BODY PROTECTED |  | RCD 1 CIRCUIT 5 - 65, RCD 2 CIRCUIT 5E - 7, RCD 3 CIRCUIT 5 - 40, RCD 4 CIRCUIT 5 - 63, RCD 5 CL 1 |  | BALRANALD | BALRANALD, PRIMARY HEALTH | DENTAL CLINIC | 0 | 40577
131359 | BODY PROTECTED AREABODY PROTECTED | BODY PROTECTED AREA |  | BODY PROTECTED |  | RCD 1 CIRCUIT 5 - 24, RCD 2 CIRCUIT 4E - 12, CL 1 |  | BALRANALD | BALRANALD, PRIMARY HEALTH | G.P. CONSULT 1 | 0 | 40577
131361 | BODY PROTECTED AREABODY PROTECTED | BODY PROTECTED AREA |  | BODY PROTECTED |  | RCD 1 CIRCUIT 5 - 20, RCD 2 CIRCUIT 5E - 11, CL 1 |  | BALRANALD | BALRANALD, PRIMARY HEALTH | G.P. CONSULT 2 | 0 | 40577
131362 | BODY PROTECTED AREABODY PROTECTED | BODY PROTECTED AREA |  | BODY PROTECTED |  | RCD 1 CIRCUIT 5 - 18, RCD 2 CIRCUIT 5E - 9, CL 1 |  | BALRANALD | BALRANALD, PRIMARY HEALTH | G.P. CONSULT | 0 | 40577
131364 | BODY PROTECTED AREABODY PROTECTED | BODY PROTECTED AREA |  | BODY PROTECTED |  | RCD 4 CIRCUIT 3E-U2, CL 4 |  | BALRANALD | BALRANALD, A&E | BED 1 | 0 | 40577
131365 | BODY PROTECTED AREABODY PROTECTED | BODY PROTECTED AREA |  | BODY PROTECTED |  | RCD 1 CIRCUIT 3 - 45, RCD 2 CIRCUIT 3E- 13, RCD 3 CL 4 |  | BALRANALD | BALRANALD, A&E | ED OBSERVATION ROOM | 0 | 40577
131366 | BODY PROTECTED AREABODY PROTECTED | BODY PROTECTED AREA |  | BODY PROTECTED |  | RCD 1 CIRCUIT 3 - 43, CL 4 |  | BALRANALD | BALRANALD, A&E | TOILET | 0 | 40577
131367 | BODY PROTECTED AREABODY PROTECTED | BODY PROTECTED AREA |  | BODY PROTECTED |  | RCD 1 CIRCUIT 3- 41, RCD 2 CIRCUIT 3E- 11, CL 4 |  | BALRANALD | BALRANALD, A&E | ED CONSULTATION RM | 0 | 40577
131368 | BODY PROTECTED AREABODY PROTECTED | BODY PROTECTED AREA |  | BODY PROTECTED |  | RCD 1 CIRCUIT 3E- 2, RCD 2 CIRCUIT 3 - 37, RCD 3 CIRCUIT 3 - 39, CL 4 |  | BALRANALD | BALRANALD, A&E | TREATMENT ROOM | 0 | 40577
14693 | ANALYSER, ALCOHOL, BREATHALCOLIZER TECHNOLOGYHH-1 | ANALYSER, ALCOHOL, BREATH | ALCOLIZER TECHNOLOGY | HH-1 | 00397660 |  | BREATHALYSER SALES & SERVICE PL | WILCANNIA | WILCANNIA |  | 0 | 40511
2002093 | LARYNGOSCOPE, FLEXIBLE, FIBREOPTICOLYMPUSENF-GP2 | LARYNGOSCOPE, FLEXIBLE, FIBREOPTIC | OLYMPUS | ENF-GP2 | 2002093 | RHINOSCOPE SUPPLIED WITH MINI LED RIGID LIGHT SOURCE | OLYMPUS AUSTRALIA PTY. LTD. | BROKEN HILL | BHHS, SPECIALIST CLINIC | BHHS, SPECIALIST CLINIC | 9473 | 44244
2006959 | LARYNGOSCOPE, FLEXIBLE, FIBREOPTICOLYMPUSENF-GP | LARYNGOSCOPE, FLEXIBLE, FIBREOPTIC | OLYMPUS | ENF-GP | 2006959 | RHINOSCOPE & CHARGER |  | BROKEN HILL | BHHS, A&E |  | 0 | 40599
20900BZZ00120000 | FETAL HEART DETECTORHADECOES-100VX | FETAL HEART DETECTOR | HADECO | ES-100VX | 20900BZZ00120000 |  |  | DARETON | DARETON |  | 0 | 37073
2532BAT | BATTERY, RECHARGEABLEPANASONICLC-R127R2P | BATTERY, RECHARGEABLE | PANASONIC | LC-R127R2P |  | SLA BATTERY 12V 7.2AH RECHARGABLE | MASTER INSTRUMENTS | BROKEN HILL | BHHS, PHYSIO | BHHS, PHYSIO | 0 | 42341
3007955 | SLIT LAMPHAAG-STREITBD-900 | SLIT LAMP | HAAG-STREIT | BD-900 | 03026 | SLIT LAMP |  | BROKEN HILL | BHHS, SPECIALIST CLINIC | PR49 | 0 | 41099
34210 | STIMULATOR, NEUROMUSCULAR, THERAPEUTICMMAMMA | STIMULATOR, NEUROMUSCULAR, THERAPEUTIC | MMA | MMA | VS300 |  |  | WENTWORTH | WENTWOTH, PHYSIOTHERAPY |  | 0 | 37073
3502 | WASHER - DISINFECTORGETINGEGE14 | WASHER - DISINFECTOR | GETINGE | GE14 | WAA084416 | SERVICE CODE 776736 | GETINGE AUSTRALIA PTY LTD | BROKEN HILL | COMMUNITY HEALTH CENTRE | DENTAL | 0 | 43252
551039 | SPHYGMOMANOMETERMACMAC | SPHYGMOMANOMETER | MAC | MAC | 551039 |  |  | MENINDEE | MENINDEE |  | 0 | 37073
776150 | CALIBRATION KIT, INFUSION PUMPTYCO HEALTHCARE776150 | CALIBRATION KIT, INFUSION PUMP | TYCO HEALTHCARE | 776150 |  | KANGAROO FEEDING PUMP RE-CERTIFICATION PUMP SET | MEDTRONIC COVIDIEN | BROKEN HILL | BHHS, BIOMEDICAL |  | 0 | 40875
95133247 | SPHYGMOMANOMETER, ANEROIDISO STABIL 5 | SPHYGMOMANOMETER, ANEROID |  | ISO STABIL 5 | 95133247 |  |  | MENINDEE | MENINDEE |  | 0 | 37073
9902091064 | SPHYGMOMANOMETER, ANEROIDTYCOS INSTRUMENTS INTYCOS | SPHYGMOMANOMETER, ANEROID | TYCOS INSTRUMENTS IN | TYCOS | 9902091064 |  | WELCH ALLYN AUSTRALIA | BROKEN HILL | BHHS, THEATRE | BHHS, THEATRE | 0 | 42145
99183437 | SPHYGMOMANOMETER, ANEROIDISO STABIL 5 | SPHYGMOMANOMETER, ANEROID |  | ISO STABIL 5 | 99183437 |  |  | MENINDEE | MENINDEE |  | 0 | 37073
A00043 | BED, ELECTRICMEDICRAFTFE-ET5000 | BED, ELECTRIC | MEDICRAFT | FE-ET5000 | 17050 |  | HILL-ROM | BROKEN HILL | BHHS, OBU |  | 0 | 39118
A00044 | BED, ELECTRICMEDICRAFTFE-ET5000 | BED, ELECTRIC | MEDICRAFT | FE-ET5000 | 17051 |  | HILL-ROM | BROKEN HILL | BHHS, OBU |  | 0 | 39118
A00045 | BED, ELECTRICMEDICRAFTFE-ET5000 | BED, ELECTRIC | MEDICRAFT | FE-ET5000 | 17052 |  | HILL-ROM | BROKEN HILL | BHHS, OBU |  | 0 | 39118
A00061 | EXAMINATION LIGHTWELCH ALLYN48626 | EXAMINATION LIGHT | WELCH ALLYN | 48626 | MAR 31 1998 | EXAMINATION LIGHT | WELCH ALLYN AUSTRALIA | DARETON | DARETON, PRIMARY HEALTH |  | 0 | 37073
A00069 | CENTRIFUGECLEMENTSORBITAL 310 | CENTRIFUGE | CLEMENTS | ORBITAL 310 | 1017 |  | BACTO | WHITE CLIFFS | WHITE CLIFFS |  | 0 | 39164
A00109 | SCOPE, HEINEHEINEHEINE | SCOPE, HEINE | HEINE | HEINE | NT200 |  | HEINE | WENTWORTH | WENTWORTH |  | 0 | 37073
A00112 | ENDOSCOPE MAINTENANCE UNIT, LEAKAGE TESTOLYMPUSMU-1 | ENDOSCOPE MAINTENANCE UNIT, LEAKAGE TEST | OLYMPUS | MU-1 | 7711202 |  | OLYMPUS | BROKEN HILL | BHHS, THEATRE |  | 0 | 39196
A00118 | BED, ELECTRICHUNTLEIGH HEALTHCARE35CE65 | BED, ELECTRIC | HUNTLEIGH HEALTHCARE | 35CE65 | 100246 |  | HUNTLEIGH | BROKEN HILL | BHHS, SPECIALIST CLINIC |  | 0 | 39213
A00128 | TELEVISIONTCLT-68T17 | TELEVISION | TCL | T-68T17 | 690016D0362 |  | RETRAVISION | BROKEN HILL | BHHS |  | 0 | 39134
A00129 | TELEVISIONTCLT-68T17 | TELEVISION | TCL | T-68T17 | 690016D0373 |  | RETRAVISION | BROKEN HILL | BHHS |  | 0 | 39134
A00130 | TELEVISIONTCLT-68T17 | TELEVISION | TCL | T-68T17 | 690016D0472 |  | RETRAVISION | BROKEN HILL | BHHS |  | 0 | 39134
A00133 | SURGICAL CLIPPERBAXTER HEALTHCARE CO4407RE | SURGICAL CLIPPER | BAXTER HEALTHCARE CO | 4407RE | A00133 |  | BAXTER HEALTHCARE | BROKEN HILL | BHHS, A&E |  | 65 | 36373
A00141 | THERMOMETER, DIGITALSKF729117 | THERMOMETER, DIGITAL | SKF | 729117 | NONE |  | SKF | BROKEN HILL | BHHS, BIOMEDICAL |  | 480 | 35612
A00144 | TESTER, BENCH MULTIMETERKEITHLEY168 | TESTER, BENCH MULTIMETER | KEITHLEY | 168 | 36851 |  |  | BROKEN HILL | BHHS, BIOMEDICAL |  | 350 | 31229
A00146 | TESTER, OSCILOSCOPETEKTRONIX468 | TESTER, OSCILOSCOPE | TEKTRONIX | 468 | B033248 |  |  | BROKEN HILL | BHHS, BIOMEDICAL |  | 7000 | 31229
A00148 | TESTER, BENCH MULTIMETERDICK SMITHQ-1140 | TESTER, BENCH MULTIMETER | DICK SMITH | Q-1140 | NONE |  | DICK SMITH | BROKEN HILL | BHHS, BIOMEDICAL |  | 600 | 31229
A00151 | ISOLATION TRANSFORMERARLEC9789 | ISOLATION TRANSFORMER | ARLEC | 9789 |  |  |  | BROKEN HILL | BHHS, BIOMEDICAL |  | 130 | 31229
A00152 | TESTER, CLAMP, AC/DCTESTES-3020 | TESTER, CLAMP, AC/DC | TES | TES-3020 | 92202990 |  | HUNTER ENGINEERING SALES | BROKEN HILL | BHHS, BIOMEDICAL |  | 400 | 34165
A00154 | POWER SUPPLY, DCGOODWILL INSTRUMENTSGPS-5060 | POWER SUPPLY, DC | GOODWILL INSTRUMENTS | GPS-5060 | 4032960 |  |  | BROKEN HILL | BHHS, BIOMEDICAL |  | 600 | 31229
A00155 | TESTER, SIGNAL GENERATORHEWLETT-PACKARD CO8654A | TESTER, SIGNAL GENERATOR | HEWLETT-PACKARD CO | 8654A | 1530A02023 |  |  | BROKEN HILL | BHHS, BIOMEDICAL |  | 500 | 31229
A00158 | TELEVISIONTCLT-68T17 | TELEVISION | TCL | T-68T17 | 690016D0474 |  | RETRAVISION | BROKEN HILL | BHHS |  | 0 | 39134
A00164 | TELEVISIONTCLT-68T17 | TELEVISION | TCL | T-68T17 | 660007D0388 |  | RETRAVISION | BROKEN HILL | BHHS |  | 288 | 39136
A00167 | TROLLEY, RESUSCITATIONFISHER & PAYKELIW950 | TROLLEY, RESUSCITATION | FISHER & PAYKEL | IW950 | 060221000489 |  | FISHER & PAYKEL | BROKEN HILL | BHHS, UDRH |  | 10450 | 36474
A00176 | WARMER, RADIANT, INFANTFISHER & PAYKEL HEALTHCAREIW930AEA | WARMER, RADIANT, INFANT | FISHER & PAYKEL HEALTHCARE | IW930AEA | 99WE13000169 |  | FISHER & PAYKEL | BALRANALD | BALRANALD, A&E | BALRANALD, A&E | 13650 | 36451
A00179 | PHOTOTHERAPY UNITMEDELA038-0111 | PHOTOTHERAPY UNIT | MEDELA | 038-0111 | 1010737 |  | FISHER & PAYKEL | BROKEN HILL | BHHS, OBU |  | 3500 | 36454
A00228 | BATTERY CHARGERWELCH ALLYN71118 | BATTERY CHARGER | WELCH ALLYN | 71118 |  |  | SURGICAL BUYERS AUST | BROKEN HILL | BHHS, PAEDIATRICS |  | 1100 | 36474
A00229 | BATTERY CHARGERWELCH ALLYN71118 | BATTERY CHARGER | WELCH ALLYN | 71118 |  |  | SURGICAL BUYERS AUST | BROKEN HILL | BHHS, OBU |  | 1100 | 36474
A00235 | OXYGEN CONCENTRATORAIRSEP CORPORATIONNEWLIFE | OXYGEN CONCENTRATOR | AIRSEP CORPORATION | NEWLIFE | 929275 |  | WYMEDICAL | BROKEN HILL | BHHS, PADP |  | 2450 | 36482
A00241 | INCUBATOR, INFANT, MOBILEATOMV850 | INCUBATOR, INFANT, MOBILE | ATOM | V850 | 9110101 | BABY WARMER | TECHNOLOGY FOR LIFE | BROKEN HILL | BHHS, OBU |  | 16990 | 36508
A00261 | ESU, HYFRECATORBIRTCHER CORP7-797-B | ESU, HYFRECATOR | BIRTCHER CORP | 7-797-B | 40742064004 |  | MEDICAL EQUIPMENT SERVICES | BALRANALD | BALRANALD, A&E | BALRANALD, A&E | 0 | 34853
A00287 | OPHTHALMIC ULTRASOUNDALCON LABORATORIES IOCUSCAN RXP | OPHTHALMIC ULTRASOUND | ALCON LABORATORIES I | OCUSCAN RXP | 0603114901X |  | ALCON LABORATORIES AUST. | BROKEN HILL | BHHS, SPECIALIST CLINIC |  | 0 | 39142
A00299 | POWER SUPPLY, UNINTERRUPTIBLEMARMDLD330 | POWER SUPPLY, UNINTERRUPTIBLE | MARM | DLD330 | GPSER11201RU |  | MARM UPS PTY | BROKEN HILL | BHHS |  | 0 | 39190
A00306 | BED, ELECTRICJOYCECENTENARY | BED, ELECTRIC | JOYCE | CENTENARY | 45399 |  | JOYCE HEALTHCARE | WENTWORTH | WENTWORTH, WARDS |  | 4395 | 36593
A00318 | TABLE, PHYSICAL THERAPYKERRY EQUIPSHE 14 BAK-690 | TABLE, PHYSICAL THERAPY | KERRY EQUIP | SHE 14 BAK-690 | 2057956 |  | KERRY EQUIPMENT | BROKEN HILL | BHHS, PHYSIO |  | 2100 | 34593
A00319 | TABLE, PHYSICAL THERAPYKERRY EQUIPSHE 14 BAK-690 | TABLE, PHYSICAL THERAPY | KERRY EQUIP | SHE 14 BAK-690 | 1985007 |  | KERRY EQUIPMENT | BROKEN HILL | BHHS, PHYSIO |  | 2100 | 34404
A00320 | TABLE, PHYSICAL THERAPYKERRY EQUIPSHE 14 BAK-690 | TABLE, PHYSICAL THERAPY | KERRY EQUIP | SHE 14 BAK-690 | 2057953 |  | KERRY EQUIPMENT | BROKEN HILL | BHHS, PHYSIO |  | 2100 | 37073
A00321 | TABLE, PHYSICAL THERAPYCPCSHE 14 BAK-690 | TABLE, PHYSICAL THERAPY | CPC | SHE 14 BAK-690 | 2047494 |  | CPC | BROKEN HILL | BHHS, PHYSIO |  | 0 | 37073
A00323 | MICROSCOPE, OPERATINGCARL ZEISS INCS22 | MICROSCOPE, OPERATING | CARL ZEISS INC | S22 | 196 1057 |  | CARL ZEISS PTY LTD. | BROKEN HILL | BHHS, SPECIALIST CLINIC |  | 0 | 33830
A00335 | OXYGEN CONCENTRATORAIRSEP CORPORATIONNEWLIFE | OXYGEN CONCENTRATOR | AIRSEP CORPORATION | NEWLIFE | 931030 |  | WYMEDICAL | BROKEN HILL | BHHS, PALIATIVE CARE | BHHS, PALIATIVE CARE | 3000 | 36622
A00337 | THERMOMETER, ELECTRONICWELCH ALLYN692 | THERMOMETER, ELECTRONIC | WELCH ALLYN | 692 | 07069383 | SURE TEMP PLUS | WELCH ALLYN AUSTRALIA | BROKEN HILL | BHHS, OBU | BHHS, OBU | 425 | 39171
A00348 | THERMOMETER, ELECTRONICWELCH ALLYN692 | THERMOMETER, ELECTRONIC | WELCH ALLYN | 692 | 07069381 |  | WELCH ALLYN AUSTRALIA | BROKEN HILL | BHHS, A&E |  | 425 | 39171
A00372 | VITAL SIGNS MONITORWELCH ALLYN420 SERIES | VITAL SIGNS MONITOR | WELCH ALLYN | 420 SERIES | 2000510719 | SPOT MONITOR | WELCH ALLYN AUSTRALIA | DARETON | DARETON, COMMUNITY HEALTH |  | 0 | 37073
A00395 | POWER SUPPLY, UNINTERRUPTIBLEAPCBP1000I | POWER SUPPLY, UNINTERRUPTIBLE | APC | BP1000I | QB9951110319 | 2 X LC-VA1212P1 | HEATHERTECH | BROKEN HILL | BHHS | SECURITY ROOM | 670 | 36710
A00397 | POWER SUPPLY, UNINTERRUPTIBLEAPCBP1000I | POWER SUPPLY, UNINTERRUPTIBLE | APC | BP1000I | QB9951110357 | UPS | HEATHERTECH | BROKEN HILL | BHHS, A&E |  | 670 | 36710
A00398 | POWER SUPPLY, UNINTERRUPTIBLEAPCBP1000I | POWER SUPPLY, UNINTERRUPTIBLE | APC | BP1000I | QB9947223496 | UPS |  | BROKEN HILL | BHHS, NURSING ADMIN |  | 0 | 40353
A00436 | MODULE, PATIENT MONITORING SYSTEM, BLOOD PRESSURE INVASIVEPHILIPS MEDICAL SYSTEMSM1006B | MODULE, PATIENT MONITORING SYSTEM, BLOOD PRESSURE INVASIVE | PHILIPS MEDICAL SYSTEMS | M1006B | 3805G70425 | INVASIVE BP MODULE | PHILIPS HEALTHCARE | BROKEN HILL | BHHS, THEATRE |  | 0 | 40553
A00444 | KERATOMETERTOPCON INSTRUMENT COOM-4 | KERATOMETER | TOPCON INSTRUMENT CO | OM-4 | 308240 |  | OPSM, MELBOURNE | BROKEN HILL | BHHS, SPECIALIST CLINIC | SC12 | 0 | 34323
A00458 | OTOSCOPEWELCH ALLYN767 SERIES | OTOSCOPE | WELCH ALLYN | 767 SERIES | W1092131530 | DIAGNOSTIC SET (WALL MOUNTED) | WELCH ALLYN AUSTRALIA | BROKEN HILL | BHHS, SPECIALIST CLINIC |  | 1108 | 35534
A00504 | SCALE, INFANTTANITA1580 | SCALE, INFANT | TANITA | 1580 | 934/ | SCALES, INFANT | WEDDERBURN SCALES | BROKEN HILL | BHHS, CHILD & FAMILY |  | 0 | 37073
A00505 | SCALE, INFANTTANITA1580 | SCALE, INFANT | TANITA | 1580 | 24790-2 |  |  | BROKEN HILL | BHHS, CHILD & FAMILY |  | 0 | 37073
A00507 | SCALE, INFANTISSCOBSA | SCALE, INFANT | ISSCO | BSA | 1902 |  | ISSCO | BROKEN HILL | BHHS, CHILD & FAMILY |  | 850 | 35974
A00545 | LIGHT, EXAMINATIONHEINEOMEGA 100 | LIGHT, EXAMINATION | HEINE | OMEGA 100 | 4083 |  | HEINE | BROKEN HILL | BHHS, SPECIALIST CLINIC |  | 0 | 37073
A00552 | SLIT LAMP, OPHTHALMICTOPCON INSTRUMENT COSL-1E | SLIT LAMP, OPHTHALMIC | TOPCON INSTRUMENT CO | SL-1E | 1107249 |  | OPSM INSTRUMENTS | BROKEN HILL | BHHS, A&E | EM13 | 6450 | 36495
A00553 | BED, ELECTRICMEDICRAFTFE5000 | BED, ELECTRIC | MEDICRAFT | FE5000 | 19407 |  | HILL-ROM | BROKEN HILL | BHHS, ICU/CCU |  | 2200 | 37693
A00553BAT | BATTERY, SECONDARYPANASONICLC-R121R3P | BATTERY, SECONDARY | PANASONIC | LC-R121R3P |  |  | MASTER INSTRUMENTS | BROKEN HILL | BHHS, OBU | BHHS, OBU | 0 | 42017
A00564 | STIMULATOR, ELECTROANALGESICAPEX MEDICALCOM-TENS | STIMULATOR, ELECTROANALGESIC | APEX MEDICAL | COM-TENS | S106382 | TENS MACHINE PHYSIO NO 5 | MASTERS MEDICAL PTY LTD | BROKEN HILL | BHHS, PHYSIO |  | 150 | 36822
A00565 | STIMULATOR, ELECTROANALGESICAPEX MEDICALCOM-TENS | STIMULATOR, ELECTROANALGESIC | APEX MEDICAL | COM-TENS | S106383 | TENS MACHINE | MASTERS MEDICAL PTY LTD | BROKEN HILL | BHHS, PHYSIO |  | 150 | 36822
A00568 | PLASTER CUTTERDESOUTTER MEDICALCC2 | PLASTER CUTTER | DESOUTTER MEDICAL | CC2 | 1012 |  | SMITH&NEPHEW | BROKEN HILL | BHHS, PHYSIO |  | 0 | 37073
A00589 | LIGHT SOURCE, GENERAL-PURPOSECUDAM2-150-T | LIGHT SOURCE, GENERAL-PURPOSE | CUDA | M2-150-T | 129433-T |  | ENDOVISION AUSTRALIA | BROKEN HILL | BHHS, THEATRE |  | 3948 | 34793
A00596 | SCALE, INFANTSECA CORP727 | SCALE, INFANT | SECA CORP | 727 | 1727178005615 |  | OMEGA MEDICAL | BROKEN HILL | BHHS, OBU | OB28 | 0 | 36871
A00616 | PUMP, BREASTMEDELA AGLACTINA ELEC | PUMP, BREAST | MEDELA AG | LACTINA ELEC | 376653 | PUMPS, BREAST |  | BROKEN HILL | BHHS, OBU | BHHS, OBU | 0 | 42354
A00633 | SCALE, INFANTTANITA1580 | SCALE, INFANT | TANITA | 1580 | O311 | SCALES, INFANT | WEDDERBURN SCALES | BROKEN HILL | BHHS, OBU |  | 0 | 34842
A00646 | OTOSCOPEWELCH ALLYN767 SERIES | OTOSCOPE | WELCH ALLYN | 767 SERIES |  | DIAGNOSTIC SET (WALL MOUNTED) | SURGICAL BUYERS AUST | BROKEN HILL | BHHS, ICU/CCU | BHHS, ICU/CCU | 1250 | 35579
A00653 | LIGHT SOURCE, GENERAL-PURPOSEHEINEHK 20-1 MINI | LIGHT SOURCE, GENERAL-PURPOSE | HEINE | HK 20-1 MINI | 3324 |  |  | BROKEN HILL | BHHS, OBU |  | 0 | 37073
A00663 | BATH, PARAFFINTALCOTTPARABATH | BATH, PARAFFIN | TALCOTT | PARABATH | 926191 |  | ALL CARE PRODUCTS | BROKEN HILL | BHHS, PHYSIO |  | 0 | 34881
A00664 | STIMULATOR, NEUROMUSCULAR, THERAPEUTICFISHER & PAYKELNS252A | STIMULATOR, NEUROMUSCULAR, THERAPEUTIC | FISHER & PAYKEL | NS252A | 91250362 |  |  | BROKEN HILL | BHHS, THEATRE |  | 0 | 37073
A00666 | STIMULATOR, ELECTROANALGESICAPEX MEDICALCOM-TENS | STIMULATOR, ELECTROANALGESIC | APEX MEDICAL | COM-TENS | 494972 | TENS MACHINE | MASTERS MEDICAL PTY LTD | BROKEN HILL | BHHS, PHYSIO |  | 145 | 36116
A00683 | STIMULATOR, ELECTROANALGESICBIOSTIM487 OD | STIMULATOR, ELECTROANALGESIC | BIOSTIM | 487 OD | 16198 |  | BIO ELECTRONICS | BROKEN HILL | BHHS, PALIATIVE CARE |  | 0 | 37073
A00713 | ECG, MACHINEHEWLETT-PACKARD COM1770A | ECG, MACHINE | HEWLETT-PACKARD CO | M1770A | CND4753511 | ECG MACHINE | HEWLETT PACKARD AUST | DARETON | DARETON | DARETON | 0 | 37036
A00713BAT | BATTERY, SECONDARYMASTER INSTRUMENTSMB387 | BATTERY, SECONDARY | MASTER INSTRUMENTS | MB387 |  | BATTERY PACK FOR HP ECG | MASTER INSTRUMENTS | DARETON | DARETON | DARETON | 0 | 42419
A00733 | PUMP, ALT. PRESSUREAPEX MEDICALAP-205000 | PUMP, ALT. PRESSURE | APEX MEDICAL | AP-205000 | P0009-05330 |  | COUNTRY CARE | BROKEN HILL | BHHS, PALIATIVE CARE |  | 0 | 37049
A00734 | PUMP, ALT. PRESSUREAPEX MEDICALAP-205000 | PUMP, ALT. PRESSURE | APEX MEDICAL | AP-205000 | P0009-05338 |  | COUNTRY CARE | BROKEN HILL | BHHS, PALIATIVE CARE |  | 0 | 37049
A00755 | SCALE, FLOORSECA706 2314109 | SCALE, FLOOR | SECA | 706 2314109 | 1706192006215 |  | COTTMAN SURGICAL BUYERS AUSTRALIA | BROKEN HILL | BHHS, PAEDIATRICS |  | 925 | 37067
A00757 | LAMP, INSPECTIONWELCH ALLYN20506H | LAMP, INSPECTION | WELCH ALLYN | 20506H |  |  | SURGICAL BUYERS AUST | BROKEN HILL | BHHS, SPECIALIST CLINIC |  | 800 | 35565
A00775 | AEROSOL GENERATORALLERSEARCHFORTE II | AEROSOL GENERATOR | ALLERSEARCH | FORTE II | 166460 | AEROSOL GENERATOR |  | TIBOOBURRA | TIBOOBURRA |  | 195 | 37073
A00778 | TESTER, REMOTE CONTROLPILOTN/A | TESTER, REMOTE CONTROL | PILOT | N/A | 778 |  | WES COMPONENTS | BROKEN HILL | BHHS, BIOMEDICAL |  | 20 | 37097
A00788 | SCALES, ELECTRONICISSCOE60K20 | SCALES, ELECTRONIC | ISSCO | E60K20 | 11249 |  | ISSCO | BROKEN HILL | BHHS, WOMEN HEALTH |  | 399 | 36077
A00793 | MULTIMETERLUTRONDM-9680 | MULTIMETER | LUTRON | DM-9680 | 0174818 |  | WES COMPONENTS | BROKEN HILL | BHHS, BIOMEDICAL |  | 160 | 37124
A00800 | POWER SUPPLY, UNINTERRUPTIBLEAPCSU1000INET | POWER SUPPLY, UNINTERRUPTIBLE | APC | SU1000INET | QS0047211019 | 2 X LC-VA1212P1 | AGILENT TECHNOLOGIES | BROKEN HILL | BHHS, BIOMEDICAL | BI01 | 1500 | 37138
A00846 | DUST EXTRACTORDESOUTTER MEDICALCCS | DUST EXTRACTOR | DESOUTTER MEDICAL | CCS | 982505729 |  | SMITH&NEPHEW | BROKEN HILL | BHHS, PHYSIO |  | 4950 | 36096
A00847 | PLASTER CUTTERDESOUTTER MEDICALCC4 | PLASTER CUTTER | DESOUTTER MEDICAL | CC4 | 2607 |  | SMITH&NEPHEW | BROKEN HILL | BHHS, PHYSIO |  | 6520 | 36096
A00849 | PLASTER CUTTERDESOUTTER MEDICALCC4 | PLASTER CUTTER | DESOUTTER MEDICAL | CC4 | 2605 |  | SMITH&NEPHEW | BROKEN HILL | BHHS, A&E | EM13 | 1569 | 36096
A00875 | SCALES, CHAIRANDHVCS | SCALES, CHAIR | AND | HVCS | M001542 |  | MILDURA SCALES | BROKEN HILL | BHHS, MEDICAL |  | 0 | 37196
A00892 | BATTERY CHARGER, MEDICALWELCH ALLYN71118 | BATTERY CHARGER, MEDICAL | WELCH ALLYN | 71118 |  |  |  | BROKEN HILL | BHHS, MEDICAL |  | 0 | 37073
A00990 | STIMULATOR, ELECTROANALGESICBIOSTIM487 OD | STIMULATOR, ELECTROANALGESIC | BIOSTIM | 487 OD | 11569 |  | BIO ELECTRONICS | BROKEN HILL | BHHS, PALIATIVE CARE |  | 0 | 37073
A00992 | AMALGAMATORSDIULTRAMAT | AMALGAMATOR | SDI | ULTRAMAT | 11798 |  | GUNZ | BROKEN HILL | AREA, DENTAL |  | 0 | 37073
A00995 | BODY PROTECTED AREABODY PROTECTED | BODY PROTECTED AREA |  | BODY PROTECTED |  | RCD 1 CIRCUIT DB6 - B9 |  | BROKEN HILL | BHHS, SURGICAL | SU20 | 0 | 37073
A00997 | BODY PROTECTED AREABODY PROTECTED | BODY PROTECTED AREA |  | BODY PROTECTED |  | RCD1 CIRCUIT DB10 - R12 |  | BROKEN HILL | BHHS, PRIMARY HEALTH | PR29 | 0 | 37073
A00998 | BODY PROTECTED AREABODY PROTECTED | BODY PROTECTED AREA |  | BODY PROTECTED |  | RCD 1 CIRCUIT DB11 - R8 |  | BROKEN HILL | BHHS, PRIMARY HEALTH | PR21 | 0 | 37073
A00999 | BODY PROTECTED AREABODY PROTECTED | BODY PROTECTED AREA |  | BODY PROTECTED |  | RCD 1 CIRCUIT DB10 - B10 |  | BROKEN HILL | BHHS, PRIMARY HEALTH | PR30 | 0 | 37073
A01000 | BODY PROTECTED AREABODY PROTECTED | BODY PROTECTED AREA |  | BODY PROTECTED |  | RCD 1 CIRCUIT DB4 - W27, RCD 2 CIRCUIT DB4 - W27, RCD 3 CIRCUIT DB4 - R27, RCD 4 CIRCUIT DB4 - R27, RCD 5 CIRCUIT DB4 - B25, RCD 6 CIRCUIT DB4 - B25, RCD 7 CIRCUIT DB4 - B10, RCD 8 CIRCUIT DB4 - R7 |  | BROKEN HILL | BHHS, OBU | OB28 | 0 | 37073
A01501 | BODY PROTECTED AREABODY PROTECTED | BODY PROTECTED AREA |  | BODY PROTECTED |  | RCD 1 CIRCUIT DB2 - W23, RCD 2 CIRCUIT DB2 - R12 |  | BROKEN HILL | BHHS, MEDICAL | MU26 | 0 | 37073
A01502 | BODY PROTECTED AREABODY PROTECTED | BODY PROTECTED AREA |  | BODY PROTECTED |  | RCD 1 CIRCUIT DB2 - R23, RCD 2 CIRCUIT DB2 - B11 |  | BROKEN HILL | BHHS, MEDICAL | MU55 | 0 | 37073
A01503 | BODY PROTECTED AREABODY PROTECTED | BODY PROTECTED AREA |  | BODY PROTECTED |  | RCD 1 CIRCUIT DB2 - W23, RCD 2 CIRCUIT DB2 - R13 |  | BROKEN HILL | BHHS, MEDICAL | MU24 | 0 | 37073
A01504 | BODY PROTECTED AREABODY PROTECTED | BODY PROTECTED AREA |  | BODY PROTECTED |  | RCD 1 CIRCUIT DB2 - W23, RCD 2 CIRCUIT DB2 - R11 |  | BROKEN HILL | BHHS, MEDICAL | MU52 | 0 | 37073
A01505 | BODY PROTECTED AREABODY PROTECTED | BODY PROTECTED AREA |  | BODY PROTECTED |  | RCD 1 CIRCUIT DB2 - W23, RCD 2 CIRCUIT DB2 - R13 |  | BROKEN HILL | BHHS, MEDICAL | MU23 | 0 | 37073
A01506 | BODY PROTECTED AREABODY PROTECTED | BODY PROTECTED AREA |  | BODY PROTECTED |  | RCD 1 CIRCUIT DB2 - W23, RCD 2 CIRCUIT DB2 - W13 |  | BROKEN HILL | BHHS, MEDICAL | MU21 | 0 | 37073
A01507 | BODY PROTECTED AREABODY PROTECTED | BODY PROTECTED AREA |  | BODY PROTECTED |  | RCD 1 CIRCUIT DB2 - B21, RCD 2 CIRCUIT DB2 - R11 |  | BROKEN HILL | BHHS, MEDICAL | MU50 | 0 | 37073
A01508 | BODY PROTECTED AREABODY PROTECTED | BODY PROTECTED AREA |  | BODY PROTECTED |  | RCD 1 CIRCUIT DB2 - B21, RCD 2 CIRCUIT DB2 - B9 |  | BROKEN HILL | BHHS, MEDICAL | MU49 | 0 | 37073
A01509 | BODY PROTECTED AREABODY PROTECTED | BODY PROTECTED AREA |  | BODY PROTECTED |  | RCD 1 CIRCUIT DB2 - W23, RCD 2 CIRCUIT DB2 - W13 |  | BROKEN HILL | BHHS, MEDICAL | MU19 | 0 | 37073
A01510 | BODY PROTECTED AREABODY PROTECTED | BODY PROTECTED AREA |  | BODY PROTECTED |  | RCD 1 CIRCUIT DB2 - B21, RCD 2 CIRCUIT DB2 - B9 |  | BROKEN HILL | BHHS, MEDICAL | MU47 | 0 | 37073
A01511 | BODY PROTECTED AREABODY PROTECTED | BODY PROTECTED AREA |  | BODY PROTECTED |  | RCD 1 CIRCUIT DB2 - R22, RCD 2 CIRCUIT DB2 - R22, RCD 3 CIRCUIT DB2 - W8 |  | BROKEN HILL | BHHS, MEDICAL | MU06 | 0 | 37073
A01515 | BODY PROTECTED AREABODY PROTECTED | BODY PROTECTED AREA |  | BODY PROTECTED |  | RCD 1 CIRCUIT DB2 - R21, RCD 2 CIRCUIT DB2 - B7 |  | BROKEN HILL | BHHS, MEDICAL | MU33 | 0 | 37073
A01516 | BODY PROTECTED AREABODY PROTECTED | BODY PROTECTED AREA |  | BODY PROTECTED |  | RCD 1 CIRCUIT DB2 - R22, RCD 2 CIRCUIT DB2 - R22, RCD 3 CIRCUIT DB2 - B8 |  | BROKEN HILL | BHHS, MEDICAL | MU04 | 0 | 37073
A01518 | BODY PROTECTED AREABODY PROTECTED | BODY PROTECTED AREA |  | BODY PROTECTED |  | RCD 1 CIRCUIT DB2 - B21, RCD 2 CIRCUIT DB2 - R21, RCD 3 CIRCUIT DB2 - B7 |  | BROKEN HILL | BHHS, MEDICAL | BEDROOM D | 0 | 37073
A01520 | BODY PROTECTED AREABODY PROTECTED | BODY PROTECTED AREA |  | BODY PROTECTED |  | RCD 1 CIRCUIT DB2 - R22, RCD 2 CIRCUIT DB2 - B8 |  | BROKEN HILL | BHHS, MEDICAL | MU02 | 0 | 37073
A01521 | BODY PROTECTED AREABODY PROTECTED | BODY PROTECTED AREA |  | BODY PROTECTED |  | RCD 1 CIRCUIT DB2 - R22, RCD 2 CIRCUIT DB2 - B15 |  | BROKEN HILL | BHHS, MEDICAL | MU15 | 0 | 37073
A01522 | BODY PROTECTED AREABODY PROTECTED | BODY PROTECTED AREA |  | BODY PROTECTED |  |  |  | BROKEN HILL | BHHS, MEDICAL | MU14 | 0 | 37073
A01526 | BODY PROTECTED AREABODY PROTECTED | BODY PROTECTED AREA |  | BODY PROTECTED |  | RCD 1 CIRCUIT DB6 - R21, RCD 2 CIRCUIT DB6 - R21, RCD 3 CIRCUIT DB6 - R9 |  | BROKEN HILL | BHHS, SURGICAL | BEDROOM P | 0 | 37073
A01528 | BODY PROTECTED AREABODY PROTECTED | BODY PROTECTED AREA |  | BODY PROTECTED |  | RCD 1 CIRCUIT DB6 - W21, RCD 2 CIRCUIT DB6 - W9 |  | BROKEN HILL | BHHS, SURGICAL | SU17 | 0 | 37073
A01529 | BODY PROTECTED AREABODY PROTECTED | BODY PROTECTED AREA |  | BODY PROTECTED |  | RCD 1 CIRCUIT DB6 - W21, RCD 2 CIRCUIT DB6 - W9 |  | BROKEN HILL | BHHS, SURGICAL | SU19 | 0 | 37073
A01530 | BODY PROTECTED AREABODY PROTECTED | BODY PROTECTED AREA |  | BODY PROTECTED |  | RCD 1 CIRCUIT DB4 - R26, RCD 2 CIRCUIT DB4 - W17 |  | BROKEN HILL | BHHS, SURGICAL | SU23 | 0 | 37073
A01531 | BODY PROTECTED AREABODY PROTECTED | BODY PROTECTED AREA |  | BODY PROTECTED |  | RCD 1 CIRCUIT DB4 - R26, RCD 2 CIRCUIT DB4 - W17 |  | BROKEN HILL | BHHS, SURGICAL | SU25 | 0 | 37073
A01532 | BODY PROTECTED AREABODY PROTECTED | BODY PROTECTED AREA |  | BODY PROTECTED |  | RCD 1 CIRCUIT DB4 - R26, RCD 2 CIRCUIT DB4 - W14 |  | BROKEN HILL | BHHS, SURGICAL | SU27 | 0 | 37073
A01533 | BODY PROTECTED AREABODY PROTECTED | BODY PROTECTED AREA |  | BODY PROTECTED |  | RCD 1 CIRCUIT DB6 - B21, RCD 2 CIRCUIT DB6 - R11 |  | BROKEN HILL | BHHS, SURGICAL | SU36 | 0 | 37073
A01534 | BODY PROTECTED AREABODY PROTECTED | BODY PROTECTED AREA |  | BODY PROTECTED |  | RCD 1 CIRCUIT DB6 - B21, RCD 2 CIRCUIT DB6 - W11 |  | BROKEN HILL | BHHS, SURGICAL | SU38 | 0 | 37073
A01535 | BODY PROTECTED AREABODY PROTECTED | BODY PROTECTED AREA |  | BODY PROTECTED |  | RCD 1 CIRCUIT DB6 - B21, RCD 2 CIRCUIT DB6 - W11 |  | BROKEN HILL | BHHS, SURGICAL | SU39 | 0 | 37073
A01536 | BODY PROTECTED AREABODY PROTECTED | BODY PROTECTED AREA |  | BODY PROTECTED |  | RCD 1 CIRCUIT DB6 - B21, RCD 2 CIRCUIT DB6 - B11 |  | BROKEN HILL | BHHS, SURGICAL | SU41 | 0 | 37073
A01537 | BODY PROTECTED AREABODY PROTECTED | BODY PROTECTED AREA |  | BODY PROTECTED |  | RCD 1 CIRCUIT DB6 - B21, RCD 2 CIRCUIT DB6 - B11 |  | BROKEN HILL | BHHS, SURGICAL | SU42 | 0 | 37073
A01538 | BODY PROTECTED AREABODY PROTECTED | BODY PROTECTED AREA |  | BODY PROTECTED |  | RCD 1 CIRCUIT DB6 - B21, RCD 2 CIRCUIT DB6 - B11 |  | BROKEN HILL | BHHS, SURGICAL | SU44 | 0 | 37073
A01539 | BODY PROTECTED AREABODY PROTECTED | BODY PROTECTED AREA |  | BODY PROTECTED |  | RCD 1 CIRCUIT DB6 - W23, RCD 2 CIRCUIT DB6 - B13 |  | BROKEN HILL | BHHS, SURGICAL | SU30 | 0 | 37073
A01540 | BODY PROTECTED AREABODY PROTECTED | BODY PROTECTED AREA |  | BODY PROTECTED |  | RCD 1 CIRCUIT DB6 - W23, RCD 2 CIRCUIT DB6 - B13 |  | BROKEN HILL | BHHS, SURGICAL | SU32 | 0 | 37073
A01541 | BODY PROTECTED AREABODY PROTECTED | BODY PROTECTED AREA |  | BODY PROTECTED |  | RCD 1 CIRCUIT DB6 - R23, RCD 2 CIRCUIT DB6 - W13 |  | BROKEN HILL | BHHS, SURGICAL | SU33 | 0 | 37073
A01542 | BODY PROTECTED AREABODY PROTECTED | BODY PROTECTED AREA |  | BODY PROTECTED |  | RCD 1 CIRCUIT DB6 - R23, RCD 2 CIRCUIT DB6 - R13 |  | BROKEN HILL | BHHS, SURGICAL | SU35 | 0 | 37073
A01543 | BODY PROTECTED AREABODY PROTECTED | BODY PROTECTED AREA |  | BODY PROTECTED |  | RCD 1 CIRCUIT DB4 - B26, RCD 2 CIRCUIT DB4 - W11 |  | BROKEN HILL | BHHS, PAEDIATRICS | PE07 | 0 | 37073
A01544 | BODY PROTECTED AREABODY PROTECTED | BODY PROTECTED AREA |  | BODY PROTECTED |  | RCD 1 CIRCUIT DB4 - B29, RCD 2 CIRCUIT DB4 - B29, RCD 3 CIRCUIT DB4 - W8 |  | BROKEN HILL | BHHS, PAEDIATRICS | PE10 | 0 | 37073
A01546 | BODY PROTECTED AREABODY PROTECTED | BODY PROTECTED AREA |  | BODY PROTECTED |  | RCD 1 CIRCUIT DB4 - B29, RCD 2 CIRCUIT DB4 - R9 |  | BROKEN HILL | BHHS, PAEDIATRICS | BEDROOM B | 0 | 37073
A01547 | BODY PROTECTED AREABODY PROTECTED | BODY PROTECTED AREA |  | BODY PROTECTED |  | RCD 1 CIRCUIT DB4 - B29, RCD 2 CIRCUIT DB4 - W9 |  | BROKEN HILL | BHHS, PAEDIATRICS | PE15 | 0 | 37073
A01548 | BODY PROTECTED AREABODY PROTECTED | BODY PROTECTED AREA |  | BODY PROTECTED |  | RCD 1 CIRCUIT DB9 - B9, RCD 2 CIRCUIT DB9 - B9 |  | BROKEN HILL | BHHS, A&E | CUBICLE 1 | 0 | 37073
A01550 | BODY PROTECTED AREABODY PROTECTED | BODY PROTECTED AREA |  | BODY PROTECTED |  | RCD 1 CIRCUIT DB9 - W9, RCD 2 CIRCUIT DB9 - W9 |  | BROKEN HILL | BHHS, A&E | CUBICLE 2 | 0 | 37073
A01551 | BODY PROTECTED AREABODY PROTECTED | BODY PROTECTED AREA |  | BODY PROTECTED |  | RCD 1 CIRCUIT DB9 - W7 |  | BROKEN HILL | BHHS, A&E | RESUS 1 | 0 | 37073
A01552 | BODY PROTECTED AREABODY PROTECTED | BODY PROTECTED AREA |  | BODY PROTECTED |  | RCD 1 CIRCUIT DB9 - W8, RCD 2 CIRCUIT DB9 - W8 |  | BROKEN HILL | BHHS, A&E | RESUS 2 | 0 | 37073
A01554 | BODY PROTECTED AREABODY PROTECTED | BODY PROTECTED AREA |  | BODY PROTECTED |  | RCD 1 CIRCUIT DB9 - R8, RCD 2 CIRCUIT DB9 - R8 |  | BROKEN HILL | BHHS, A&E | RESUS 3 | 0 | 37073
A01557 | BODY PROTECTED AREABODY PROTECTED | BODY PROTECTED AREA |  | BODY PROTECTED |  | RCD 1 CIRCUIT DB9 - R9, RCD 2 CIRCUIT DB9 - R9 |  | BROKEN HILL | BHHS, A&E | CUBICLE 3 | 0 | 37073
A01559 | BODY PROTECTED AREABODY PROTECTED | BODY PROTECTED AREA |  | BODY PROTECTED |  | RCD 1 CIRCUIT DB9 - W13, RCD 2 CIRCUIT DB9 - B37 |  | BROKEN HILL | BHHS, RADIOLOGY | MI11 | 0 | 37073
A01560 | BODY PROTECTED AREABODY PROTECTED | BODY PROTECTED AREA |  | BODY PROTECTED |  | RCD 1 CIRCUIT DB9 - B9, RCD 2 CIRCUIT DB9 - R18 |  | BROKEN HILL | BHHS, RADIOLOGY | MI06 | 0 | 37073
A01561 | BODY PROTECTED AREABODY PROTECTED | BODY PROTECTED AREA |  | BODY PROTECTED |  | RCD 1 CIRCUIT DB9 - W11, RCD 2 CIRCUIT DB9 - W31 |  | BROKEN HILL | BHHS, RADIOLOGY | MI01 | 0 | 37073
A01562 | BODY PROTECTED AREABODY PROTECTED | BODY PROTECTED AREA |  | BODY PROTECTED |  | RCD 1 CIRCUIT DB9 - R13, RCD 2 CIRCUIT DB9 - W8 |  | BROKEN HILL | BHHS, RADIOLOGY | MI24 | 0 | 37073
A01563 | BODY PROTECTED AREABODY PROTECTED | BODY PROTECTED AREA |  | BODY PROTECTED |  | RCD 1 CIRCUIT DB9 - B11, RCD 2 CIRCUIT DB9 - R26 |  | BROKEN HILL | BHHS, RADIOLOGY | MI27 | 0 | 37073
A01564 | BODY PROTECTED AREABODY PROTECTED | BODY PROTECTED AREA |  | BODY PROTECTED |  | RCD 1 CIRCUIT DB9 - W11, RCD 2 CIRCUIT DB9 - W31 |  | BROKEN HILL | BHHS, RADIOLOGY | MI04 | 0 | 37073
A01565 | BODY PROTECTED AREABODY PROTECTED | BODY PROTECTED AREA |  | BODY PROTECTED |  | RCD 1 CIRCUIT DB9 - R7, RCD 2 CIRCUIT DB9 - R37 |  | BROKEN HILL | BHHS, RADIOLOGY | MI16 | 0 | 37073
A01566 | BODY PROTECTED AREABODY PROTECTED | BODY PROTECTED AREA |  | BODY PROTECTED |  | RCD 1 CIRCUIT DB5 - B25, RCD 2 CIRCUIT DB5 - R27 |  | BROKEN HILL | BHHS, THEATRE | OP23 | 0 | 37073
A01567 | BODY PROTECTED AREABODY PROTECTED | BODY PROTECTED AREA |  | BODY PROTECTED |  | RCD 1 CIRCUIT DB5 - B24 |  | BROKEN HILL | BHHS, THEATRE | OP13 | 0 | 37073
A01568 | CARDIAC PROTECTED AREACARDIAC PROTECTED | CARDIAC PROTECTED AREA |  | CARDIAC PROTECTED |  | CIRCUIT DB5 - B20, CIRCUIT DB5 - B20, CIRCUIT DB5 - W30, CIRCUIT DB5 - B29, CIRCUIT DB5 - B12 |  | BROKEN HILL | BHHS, THEATRE | OP04 | 0 | 37073
A01572 | CARDIAC PROTECTED AREACARDIAC PROTECTED | CARDIAC PROTECTED AREA |  | CARDIAC PROTECTED |  | RCD 1 CIRCUIT DB5 - R31, RCD 2 CIRCUIT DB5 - R31, RCD 3 CIRCUIT DB5 - B30, RCD 4 CIRCUIT DB5 - W29 |  | BROKEN HILL | BHHS, THEATRE | OP03 | 0 | 37073
A01575 | CARDIAC PROTECTED AREACARDIAC PROTECTED | CARDIAC PROTECTED AREA |  | CARDIAC PROTECTED |  | RCD 1 CIRCUIT DB5 - B31, RCD 2 CIRCUIT DB5 - B31, RCD 3 CIRCUIT DB5 - W31, RCD 4 CIRCUIT DB5 - W31, RCD 5 CIRCUIT DB5 - W29 |  | BROKEN HILL | BHHS, THEATRE | OP02 | 0 | 37073
A01576 | BODY PROTECTED AREABODY PROTECTED | BODY PROTECTED AREA |  | BODY PROTECTED |  |  |  | BROKEN HILL | BHHS, THEATRE | OP08 | 0 | 37073
A01577 | BODY PROTECTED AREABODY PROTECTED | BODY PROTECTED AREA |  | BODY PROTECTED |  | RCD1 - DB5 - R24, RCD2 - DB5 - R24, RCD3 DB5 - W24, RCD4 - DB5 W24, RCD5 - DB5 - B27, RCD6 - DB5 - W27, RCD7 - DB5 - W27, RCD8 - DB5 - R29. |  | BROKEN HILL | BHHS, THEATRE | OP37 | 0 | 37073
A01578 | BODY PROTECTED AREABODY PROTECTED | BODY PROTECTED AREA |  | BODY PROTECTED |  | RCD2 - CIRCUIT DB5 - R24 |  | BROKEN HILL | BHHS, THEATRE | OP37 | 0 | 37073
A01579 | BODY PROTECTED AREABODY PROTECTED | BODY PROTECTED AREA |  | BODY PROTECTED |  | RCD3 - CIRCUIT DB5 - W24 |  | BROKEN HILL | BHHS, THEATRE | OP37 | 0 | 37073
A01580 | BODY PROTECTED AREABODY PROTECTED | BODY PROTECTED AREA |  | BODY PROTECTED |  | RCD4 - CIRCUIT DB5 - W24 |  | BROKEN HILL | BHHS, THEATRE | OP37 | 0 | 37073
A01581 | BODY PROTECTED AREABODY PROTECTED | BODY PROTECTED AREA |  | BODY PROTECTED |  | RCD5 - CIRCUIT DB5 - B27 |  | BROKEN HILL | BHHS, THEATRE | OP37 | 0 | 37073
A01582 | BODY PROTECTED AREABODY PROTECTED | BODY PROTECTED AREA |  | BODY PROTECTED |  | RCD6 - CIRCUIT DB5 - W27 |  | BROKEN HILL | BHHS, THEATRE | OP37 | 0 | 37073
A01583 | BODY PROTECTED AREABODY PROTECTED | BODY PROTECTED AREA |  | BODY PROTECTED |  | RCD7 - CIRCUIT DB5 - W27 |  | BROKEN HILL | BHHS, THEATRE | OP37 | 0 | 37073
A01584 | BODY PROTECTED AREABODY PROTECTED | BODY PROTECTED AREA |  | BODY PROTECTED |  | CIRCUIT DB5 - R22 |  | BROKEN HILL | BHHS, THEATRE | OP15 | 0 | 37073
A01585 | BED, ELECTRICHUNTLEIGH HEALTHCARECONTOURA 480 | BED, ELECTRIC | HUNTLEIGH HEALTHCARE | CONTOURA 480 | 00007 |  | HUNTLEIGH HEALTHCARE - SEE ARJO HUNTLEIGH | BROKEN HILL | BHHS, OBU |  | 0 | 37073
A01595 | BODY PROTECTED AREABODY PROTECTED | BODY PROTECTED AREA |  | BODY PROTECTED |  | RCD 1 CIRCUIT DB4 - B26, RCD 2 CIRCUIT DB4 - W10 |  | BROKEN HILL | BHHS, OBU | OB04 | 0 | 37073
A01596 | BODY PROTECTED AREABODY PROTECTED | BODY PROTECTED AREA |  | BODY PROTECTED |  | RCD 1 CIRCUIT DB4 - B26, RCD 2 CIRCUIT DB4 - R10 |  | BROKEN HILL | BHHS, OBU | OB07 | 0 | 37073
A01603 | BODY PROTECTED AREABODY PROTECTED | BODY PROTECTED AREA |  | BODY PROTECTED |  | RCD 1 CIRCUIT DB4 - B26, RCD 2 CIRCUIT DB4 - W10 |  | BROKEN HILL | BHHS, OBU | OB03 | 0 | 37073
A01604 | BODY PROTECTED AREABODY PROTECTED | BODY PROTECTED AREA |  | BODY PROTECTED |  | RCD 1 CIRCUIT DB4 - R31, RCD 2 CIRCUIT DB4 - W13 |  | BROKEN HILL | BHHS, OBU | OB16 | 0 | 37073
A01605 | BODY PROTECTED AREABODY PROTECTED | BODY PROTECTED AREA |  | BODY PROTECTED |  | RCD 1 CIRCUIT DB4 - R31, RCD 2 CIRCUIT DB4 - R13 |  | BROKEN HILL | BHHS, OBU | OB18 | 0 | 37073
A01607 | BODY PROTECTED AREABODY PROTECTED | BODY PROTECTED AREA |  | BODY PROTECTED |  | RCD 1 CIRCUIT DB4 - R31, RCD 2 CIRCUIT DB4 - W11 |  | BROKEN HILL | BHHS, OBU | OB21 | 0 | 37073
A01608 | BODY PROTECTED AREABODY PROTECTED | BODY PROTECTED AREA |  | BODY PROTECTED |  | RCD 1 CIRCUIT DB4 - R31, RCD 2 CIRCUIT DB4 - B9 |  | BROKEN HILL | BHHS, OBU | OB23 | 0 | 37073
A01609 | BODY PROTECTED AREABODY PROTECTED | BODY PROTECTED AREA |  | BODY PROTECTED |  | RCD 1 CIRCUIT DB4 - B26, RCD 2 CIRCUIT DB4 - R10 |  | BROKEN HILL | BHHS, OBU | OB06 | 0 | 37073
A01610 | BODY PROTECTED AREABODY PROTECTED | BODY PROTECTED AREA |  | BODY PROTECTED |  | RCD 1 CIRCUIT DB4 - B26, RCD 2 CIRCUIT DB4 - W10 |  | BROKEN HILL | BHHS, OBU | OB01 | 0 | 37073
A01611 | BODY PROTECTED AREABODY PROTECTED | BODY PROTECTED AREA |  | BODY PROTECTED |  | RCD 1 CIRCUIT DB4 - W25, RCD 2 CIRCUIT DB4 - B12 |  | BROKEN HILL | BHHS, OBU | OB35 | 0 | 37073
A01612 | BODY PROTECTED AREABODY PROTECTED | BODY PROTECTED AREA |  | BODY PROTECTED |  | RCD 1 CIRCUIT DB4 - W29, RCD 2 CIRCUIT DB4 - R7, RCD 3 CIRCUIT DB4 - R14 |  | BROKEN HILL | BHHS, OBU | OB37 | 0 | 37073
A01617 | BODY PROTECTED AREABODY PROTECTED | BODY PROTECTED AREA |  | BODY PROTECTED |  | RCD 1 CIRCUIT DB10 - R11 |  | BROKEN HILL | BHHS, SPECIALIST CLINIC | SC06 | 0 | 37073
A01618 | BODY PROTECTED AREABODY PROTECTED | BODY PROTECTED AREA |  | BODY PROTECTED |  | RCD 1 CIRCUIT DB10 - W9, RCD 2 CIRCUIT DB10 - B9 |  | BROKEN HILL | BHHS, SPECIALIST CLINIC | SC07 | 0 | 37073
A01619 | BODY PROTECTED AREABODY PROTECTED | BODY PROTECTED AREA |  | BODY PROTECTED |  | RCD 1 CIRCUIT DB10 - W9 |  | BROKEN HILL | BHHS, SPECIALIST CLINIC | SC08 | 0 | 37073
A01620 | BODY PROTECTED AREABODY PROTECTED | BODY PROTECTED AREA |  | BODY PROTECTED |  | RCD 1 CIRCUIT DB10 - B5 |  | BROKEN HILL | BHHS, SPECIALIST CLINIC | SC10 | 0 | 37073
A01621 | BODY PROTECTED AREABODY PROTECTED | BODY PROTECTED AREA |  | BODY PROTECTED |  | RCD 1 CIRCUIT DB10 - B5 |  | BROKEN HILL | BHHS, SPECIALIST CLINIC | SC11 | 0 | 37073
A01622 | BODY PROTECTED AREABODY PROTECTED | BODY PROTECTED AREA |  | BODY PROTECTED |  | RCD 1 CIRCUIT DB10 - R7, RCD 2 CIRCUIT DB10 - B9 |  | BROKEN HILL | BHHS, SPECIALIST CLINIC | SC12 | 0 | 37073
A01623 | BODY PROTECTED AREABODY PROTECTED | BODY PROTECTED AREA |  | BODY PROTECTED |  | RCD 1 CIRCUIT DB10 - B11 |  | BROKEN HILL | BHHS, SPECIALIST CLINIC | SC14 | 0 | 37073
A01624 | BODY PROTECTED AREABODY PROTECTED | BODY PROTECTED AREA |  | BODY PROTECTED |  | RCD 1 CIRCUIT DB10 - B11 |  | BROKEN HILL | BHHS, SPECIALIST CLINIC | SC16 | 0 | 37073
A01626 | BODY PROTECTED AREABODY PROTECTED | BODY PROTECTED AREA |  | BODY PROTECTED |  | RCD 1 CIRCUIT DB10 - R44, RCD 2 CIRCUIT DB10 - B9 |  | BROKEN HILL | BHHS, SPECIALIST CLINIC | SC20 | 0 | 37073
A01627 | TELEVISIONNECNTL-23WQ | TELEVISION | NEC | NTL-23WQ | 622511015704 |  | BIG W | BROKEN HILL | BHHS, ONCOLOGY |  | 1000 | 39107
A01746 | BODY PROTECTED AREABODY PROTECTED | BODY PROTECTED AREA |  | BODY PROTECTED |  | RCD 1 CIRCUIT DB4 - B12 |  | BROKEN HILL | BHHS, OBU | OB33 | 0 | 37073
A02001 | BODY PROTECTED AREABODY PROTECTED | BODY PROTECTED AREA |  | BODY PROTECTED |  | RCD 1 CIRCUIT DB10 - R14 |  | BROKEN HILL | BHHS, PHYSIO | RE08 | 0 | 37073
A02002 | BODY PROTECTED AREABODY PROTECTED | BODY PROTECTED AREA |  | BODY PROTECTED |  | RCD 1 CIRCUIT DB10 - W2 |  | BROKEN HILL | BHHS, PHYSIO | RE23 | 0 | 37073
A02003 | BODY PROTECTED AREABODY PROTECTED | BODY PROTECTED AREA |  | BODY PROTECTED |  | RCD 1 CIRCUIT DB10 - W14, RCD 2 CIRCUIT DB10 - R19, RCD 3 CIRCUIT DB10 - R19, RCD 4 CIRCUIT DB10 - R2 |  | BROKEN HILL | BHHS, PHYSIO | RE26 | 0 | 37073
A02004 | BODY PROTECTED AREABODY PROTECTED | BODY PROTECTED AREA |  | BODY PROTECTED |  | CIRCUIT DB5 - W10 |  | BROKEN HILL | BHHS, THEATRE | OP16 | 0 | 37073
A02008 | BODY PROTECTED AREABODY PROTECTED | BODY PROTECTED AREA |  | BODY PROTECTED |  | RCD 1 CIRCUIT DB6 - R21, RCD 2 CIRCUIT DB6 - R12, RCD 1 CIRCUIT DB6 - W30 |  | BROKEN HILL | BHHS, SURGICAL | SU12 | 0 | 37073
A02010 | BODY PROTECTED AREABODY PROTECTED | BODY PROTECTED AREA |  | BODY PROTECTED |  | RCD 1 CIRCUIT DB9 - B27 |  | BROKEN HILL | BHHS, A&E | GP01 | 0 | 37073
A02012 | AEROSOL GENERATORMEDIXECONONEB | AEROSOL GENERATOR | MEDIX | ECONONEB | 1998EC1112 | AEROSOL GENERATOR | WYMEDICAL | BROKEN HILL | BHHS, PALIATIVE CARE | BHHS, PALIATIVE CARE | 0 | 37265
A02016 | STIMULATOR, ELECTROANALGESICMEDTRONIC INC7728 | STIMULATOR, ELECTROANALGESIC | MEDTRONIC INC | 7728 | JF64751N |  |  | BROKEN HILL | BHHS, PALIATIVE CARE |  | 0 | 37073
A02017 | STIMULATOR, ELECTROANALGESICBIOSTIM487 OD | STIMULATOR, ELECTROANALGESIC | BIOSTIM | 487 OD | 11759 |  | BIO ELECTRONICS | BROKEN HILL | BHHS, PALIATIVE CARE |  | 0 | 37073
A02021 | BODY PROTECTED AREABODY PROTECTED | BODY PROTECTED AREA |  | BODY PROTECTED |  | RCD 1 CIRCUIT DB9 - B27 |  | BROKEN HILL | BHHS, A&E | GP07 | 0 | 37073
A02022 | BODY PROTECTED AREABODY PROTECTED | BODY PROTECTED AREA |  | BODY PROTECTED |  | RCD 1 CIRCUIT DB9 - B29 |  | BROKEN HILL | BHHS, A&E | EM19 | 0 | 37073
A02039 | STEPPER MACHINETRI STEPPER 500 | STEPPER MACHINE |  | TRI STEPPER 500 | 1H01513 |  | CHATTANOOGA WHITELY MEDICAL SUPPLIES | BROKEN HILL | BHHS, PHYSIO |  | 631 | 37292
A02040 | PUMP, ALT. PRESSUREAPEX MEDICALAP-206000 | PUMP, ALT. PRESSURE | APEX MEDICAL | AP-206000 | P0009-04234 |  | COUNTRY CARE | BROKEN HILL | BHHS, PALIATIVE CARE |  | 1872 | 37286
A02041 | ALTERNATING-PRESSURE MATTRESS SYSTEMHUNTLEIGH HEALTHCAREALX08 | ALTERNATING-PRESSURE MATTRESS SYSTEM | HUNTLEIGH HEALTHCARE | ALX08 | X8002117 | ALPHA XCELL | HUNTLEIGH HEALTHCARE - SEE ARJO HUNTLEIGH | BROKEN HILL | BHHS, MEDICAL |  | 1872 | 37294
A02046 | ALTERNATING-PRESSURE MATTRESS SYSTEMHUNTLEIGH HEALTHCAREALX08 | ALTERNATING-PRESSURE MATTRESS SYSTEM | HUNTLEIGH HEALTHCARE | ALX08 | X8002652 | ALPHA XCELL | HUNTLEIGH HEALTHCARE - SEE ARJO HUNTLEIGH | BROKEN HILL | BHHS, PALIATIVE CARE |  | 1872 | 37294
A02047 | ALTERNATING-PRESSURE MATTRESS SYSTEMHUNTLEIGH HEALTHCAREALX08 | ALTERNATING-PRESSURE MATTRESS SYSTEM | HUNTLEIGH HEALTHCARE | ALX08 | X8002528 | ALPHA XCELL | HUNTLEIGH HEALTHCARE - SEE ARJO HUNTLEIGH | BROKEN HILL | BHHS, MEDICAL |  | 1872 | 37294
A02053 | AEROSOL GENERATORALLERSEARCHFORTE II | AEROSOL GENERATOR | ALLERSEARCH | FORTE II | 361706 | AEROSOL GENERATOR | DONATED | BROKEN HILL | BHHS, PALIATIVE CARE |  | 186.6 | 37299
A02081 | SCALE, WHEELCHAIRTANITAPWC-620 | SCALE, WHEELCHAIR | TANITA | PWC-620 | 97030005 |  | WEDDERBURN SCALES | WENTWORTH | WENTWORTH |  | 3800 | 35683
A02083 | PHOTOTHERAPY UNITMEDELA038-0111 | PHOTOTHERAPY UNIT | MEDELA | 038-0111 | 1035428 |  | FISHER & PAYKEL | BROKEN HILL | BHHS, OBU |  | 3995 | 37326
A02098 | EXERCISER, ARMCHATTANOOGA GROUPDELUXE | EXERCISER, ARM | CHATTANOOGA GROUP | DELUXE | 4003 |  | CHATTANOOGA GROUP INC | BROKEN HILL | BHHS, PHYSIO |  | 240 | 37334
A02140 | TESTER, LANFLUKEDSP-4300 | TESTER, LAN | FLUKE | DSP-4300 | 8082012 |  | SHANNON ELECTRICS | BROKEN HILL | BHHS, BIOMEDICAL |  | 12890 | 37398
A02141 | THERAPY UNIT, WALKERSPORTS ARTSERIES 1000 | THERAPY UNIT, WALKER | SPORTS ART | SERIES 1000 | 1000I02K0010 |  | BEFIT SALES | BROKEN HILL | BHHS, PHYSIO |  | 995 | 36171
A02143 | BED, TILT TABLECHATTANOOGA GROUPM5020-1 | BED, TILT TABLE | CHATTANOOGA GROUP | M5020-1 | 611062 |  | CHATTANOOGA GROUP INC | BROKEN HILL | BHHS, PHYSIO |  | 0 | 35389
A02145 | BED, BOBATHCHATTANOOGA GROUPM5007-1 | BED, BOBATH | CHATTANOOGA GROUP | M5007-1 | 611061 |  | CHATTANOOGA GROUP INC | BROKEN HILL | BHHS, PHYSIO |  | 3600 | 35389
A02185 | SPHYGMOMANOMETER, ANEROIDS&KMAXI STABIL 3 | SPHYGMOMANOMETER, ANEROID | S&K | MAXI STABIL 3 | 99230303 |  | SPEIDEL & KELLER | MENINDEE | MENINDEE |  | 0 | 37073
A02206 | PUMP, ALT. PRESSUREAPEX MEDICALAP-205000 | PUMP, ALT. PRESSURE | APEX MEDICAL | AP-205000 | P0012-13909 |  | GMS REHABILITATION | BROKEN HILL | BHHS, PALIATIVE CARE |  | 0 | 37425
A02238 | LIFTER, PATIENTPRO-MEDALPHA 200 | LIFTER, PATIENT | PRO-MED | ALPHA 200 | 52711 |  | ACACIA MEDICAL SUPPLIES | BROKEN HILL | BHHS, SURGICAL |  | 3470 | 37439
A02239 | BATTERY CHARGERLINAKCHJ20000020J011 | BATTERY CHARGER | LINAK | CHJ20000020J011 | 90448-700 |  | ACACIA MEDICAL SUPPLIES | BROKEN HILL | BHHS, SURGICAL |  | 0 | 37439
A02240 | BATTERY CHARGERLINAKCHJ20000020J011 | BATTERY CHARGER | LINAK | CHJ20000020J011 | 85883 |  | ACACIA MEDICAL SUPPLIES | BROKEN HILL | BHHS, MEDICAL |  | 0 | 37439
A02241 | BATTERY CHARGERLINAKCHJ20000020K011 | BATTERY CHARGER | LINAK | CHJ20000020K011 | 90887-300 |  | ACACIA MEDICAL SUPPLIES | BROKEN HILL | BHHS, MEDICAL |  | 0 | 37439
A02267 | BATTERY CHARGERWELCH ALLYN71118 | BATTERY CHARGER | WELCH ALLYN | 71118 |  |  | WELCH ALLYN AUSTRALIA | WHITE CLIFFS | WHITE CLIFFS |  | 0 | 37073
A02268 | BATTERY PACKLINAKBAJ100000011 | BATTERY PACK | LINAK | BAJ100000011 |  | BATTERY PACK | LINAK | BROKEN HILL | BHHS |  | 0 | 37073
A02271 | BATTERY PACKLINAKBAJ100000011 | BATTERY PACK | LINAK | BAJ100000011 |  | BATTERY PACK | LINAK | BROKEN HILL | BHHS, MEDICAL | BHHS, MEDICAL | 0 | 37073
A02273 | BATTERY PACKLINAKBAJ100000011 | BATTERY PACK | LINAK | BAJ100000011 |  | BATTERY PACK | LINAK | BROKEN HILL | BHHS |  | 0 | 37073
A02274 | BATTERY PACKLINAKBAJ100000011 | BATTERY PACK | LINAK | BAJ100000011 |  | BATTERY PACK | LINAK | BROKEN HILL | BHHS |  | 0 | 37073
A02275 | BATTERY PACKLINAKBAJ100000011 | BATTERY PACK | LINAK | BAJ100000011 |  | BATTERY PACK | LINAK | BROKEN HILL | BHHS |  | 0 | 37073
A02276 | BATTERY PACKLINAKBAJ200000010 | BATTERY PACK | LINAK | BAJ200000010 |  | BATTERY PACK | LINAK | BROKEN HILL | BHHS, PALIATIVE CARE | BHHS, PALIATIVE CARE | 0 | 37073
A02277 | BATTERY PACKLINAKBAJ100000011 | BATTERY PACK | LINAK | BAJ100000011 |  | BATTERY PACK | LINAK | BROKEN HILL | BHHS |  | 0 | 37073
A02345 | OXYGEN CONCENTRATORAIRSEP CORPORATIONNEWLIFE ELITE | OXYGEN CONCENTRATOR | AIRSEP CORPORATION | NEWLIFE ELITE | 963438 |  | WYMEDICAL | BROKEN HILL | BHHS, PALIATIVE CARE |  | 2200 | 37579
A02349 | AUDIO BRAIN RESPONSE UNITMADSENACCU-SCREEN PRO | AUDIO BRAIN RESPONSE UNIT | MADSEN | ACCU-SCREEN PRO | 30227 |  | MADSEN | BROKEN HILL | AREA, PHU |  | 9995 | 37582
A02385 | CHAIR, DENTALBELMONT039 | CHAIR, DENTAL | BELMONT | 039 | DDB030477 |  | BELRAY | WILCANNIA | WILCANNIA |  | 0 | 37073
A02389 | LIGHT, EXAMINATIONPLANET LIGHTING | LIGHT, EXAMINATION | PLANET LIGHTING |  | A02389 |  |  | WILCANNIA | WILCANNIA |  | 0 | 37073
A02392 | AEROSOL GENERATORMAXI MIST585-04 | AEROSOL GENERATOR | MAXI MIST | 585-04 | 9738 | AEROSOL GENERATOR |  | WHITE CLIFFS | WHITE CLIFFS |  | 0 | 34336
A02421 | TABLE, INSTRUMENTTOPCON INSTRUMENT COAIT-15 | TABLE, INSTRUMENT | TOPCON INSTRUMENT CO | AIT-15 | 9750550 |  |  | BROKEN HILL | BHHS, SPECIALIST CLINIC |  | 0 | 37073
A02422 | SLIT LAMP, OPHTHALMICTOPCON INSTRUMENT COSL-3F | SLIT LAMP, OPHTHALMIC | TOPCON INSTRUMENT CO | SL-3F | 1351216 |  | OPSM | BROKEN HILL | BHHS, SPECIALIST CLINIC | SC11 | 0 | 37073
A02439 | LIGHT, EXAMINATIONPLANET LIGHTINGUTLY | LIGHT, EXAMINATION | PLANET LIGHTING | UTLY |  |  |  | BROKEN HILL | BHHS, OBU |  | 1100 | 37665
A02514 | LIFTER, PATIENTINVACARERPS 350-1E | LIFTER, PATIENT | INVACARE | RPS 350-1E | 02H897637 |  | COUNTRY CARE REHAB & MOBILITY | BROKEN HILL | BHHS, PADP |  | 3805 | 37706
A02516 | SPHYGMOMANOMETEROMRON HEALTHCARE INCT5 (HEM-762_C1) | SPHYGMOMANOMETER | OMRON HEALTHCARE INC | T5 (HEM-762_C1) | 2X01938L |  |  | BROKEN HILL | BHHS, PALIATIVE CARE |  | 0 | 37776
A02525 | POWER SUPPLY, UNINTERRUPTIBLEAPCSMART-UPS 600 | POWER SUPPLY, UNINTERRUPTIBLE | APC | SMART-UPS 600 | E95111196961 | UPS |  | BROKEN HILL | BHHS, CHILD & FAMILY |  | 0 | 40392
A02535 | PUMP, BREASTMEDELA AGLACTINA ELEC | PUMP, BREAST | MEDELA AG | LACTINA ELEC | 840917 | PUMPS, BREAST |  | BROKEN HILL | BHHS, OBU | BHHS, OBU | 0 | 37073
A02540 | POWER SUPPLY, GENERALWAECOA02540 | POWER SUPPLY, GENERAL | WAECO | A02540 | A02540 |  | THE GREAT OUTDOORS CENTRE | BROKEN HILL | AREA, PHU |  | 435.45 | 37769
A02541 | BED, GENERAL-PURPOSE, ELECTRICALLY-POWEREDALRICK MANUFACTURING6500 | BED, GENERAL-PURPOSE, ELECTRICALLY-POWERED | ALRICK MANUFACTURING | 6500 | 00738 |  |  | BALRANALD | BALRANALD | BALRANALD | 0 | 37073
A02552 | OXYGEN CONCENTRATORAIRSEP CORPORATIONNEWLIFE | OXYGEN CONCENTRATOR | AIRSEP CORPORATION | NEWLIFE | 936280 |  | WYMEDICAL PTY LTD | WENTWORTH | WENTWORTH |  | 0 | 37073
A02554 | THERAPY UNIT, VACUUMMMAVACUPULSE | THERAPY UNIT, VACUUM | MMA | VACUPULSE | VC1058 |  | MMA | WENTWORTH | WENTWOTH, PHYSIOTHERAPY |  | 0 | 37073
A02555 | THERAPY UNIT, PRESSUREMEDTRON | THERAPY UNIT, PRESSURE | MEDTRON |  | VS2587 |  |  | WENTWORTH | WENTWOTH, PHYSIOTHERAPY |  | 0 | 37073
A02557 | BED, TRACTION MACHINEDIGIT-TRAC | BED, TRACTION MACHINE | DIGIT-TRAC |  | 940713 |  | MEDICAL TABLES AUST | WENTWORTH | WENTWOTH, PHYSIOTHERAPY |  | 0 | 37073
A02567 | SCALE, WHEELCHAIRSECA CORP1321109 | SCALE, WHEELCHAIR | SECA CORP | 1321109 | 1664296032218 |  |  | BALRANALD | BALRANALD, AGED CARE |  | 0 | 37073
A02582 | CENTRIFUGESPINTRONGT-25 | CENTRIFUGE | SPINTRON | GT-25 | 25930611 |  |  | MENINDEE | MENINDEE |  | 0 | 37073
A02658 | CHAIR, THERAPYBIONICUNIVERSAL 4-B | CHAIR, THERAPY | BIONIC | UNIVERSAL 4-B | 02G12-040 |  | TEK-MED | BROKEN HILL | BHHS, ONCOLOGY |  | 5000 | 37827
A02662 | FETAL HEART DETECTORSEWARDPD120-OB | FETAL HEART DETECTOR | SEWARD | PD120-OB | 01/012134 |  | PEN MEDIC | BROKEN HILL | BHHS, OBU | BHHS, OBU | 0 | 34151
A02672 | TABLE, OBSTETRICALAMCAMC100 | TABLE, OBSTETRICAL | AMC | AMC100 | 3357548 | EXAM BED | AUSTRALIAN MEDICAL COUCHES | BROKEN HILL | BHHS, PAEDIATRICS | BHHS, PAEDIATRICS | 7500 | 37887
A02689 | OXYGEN CONCENTRATORAIRSEP CORPORATIONNEWLIFE ELITE | OXYGEN CONCENTRATOR | AIRSEP CORPORATION | NEWLIFE ELITE | 977259 |  | WYMEDICAL | BROKEN HILL | BHHS, PALIATIVE CARE | BHHS, PALIATIVE CARE | 2500 | 37937
A02700 | SCALE, BABYSECA CORP727 | SCALE, BABY | SECA CORP | 727 | 1727230038266 | SCALES | TECHNOLOGY FOR LIFE | BROKEN HILL | BHHS, PAEDIATRICS | BHHS, PAEDIATRICS | 2194.5 | 37998
A02702 | POWER SUPPLY, UNINTERRUPTIBLEAPCBACK-UPS 250EI | POWER SUPPLY, UNINTERRUPTIBLE | APC | BACK-UPS 250EI | PB9737915404 |  |  | IVANHOE | IVANHOE |  | 0 | 37073
A02804 | SUCTION UNIT, BREAST PUMP, ELECTRICALLY-POWEREDAMEDAELITE | SUCTION UNIT, BREAST PUMP, ELECTRICALLY-POWERED | AMEDA | ELITE | AL03100851 | BREAST PUMP | ADVANTAGE HEALTH CARE | BROKEN HILL | BHHS, OBU | BHHS, OBU | 0 | 41225
A02807 | BATTERY CHARGER, MEDICALPANASONICEY0020 | BATTERY CHARGER, MEDICAL | PANASONIC | EY0020 | 03128 |  |  | BROKEN HILL | BHHS, A&E |  | 0 | 38148
A02807A | CUTTER, RINGPANASONICEY503 | CUTTER, RING | PANASONIC | EY503 | 030513 |  |  | BROKEN HILL | BHHS, A&E |  | 0 | 38148
A02807BAT1 | BATTERY, SECONDARYMASTER INSTRUMENTSBCP-EY9021B | BATTERY, SECONDARY | MASTER INSTRUMENTS | BCP-EY9021B | NA | RING CUTTER BATTERY PACK | MASTER INSTRUMENTS | BROKEN HILL | BHHS, A&E | EM13 | 18.91 | 41967
A02807BAT2 | BATTERY, SECONDARYMASTER INSTRUMENTSBCP-EY9021B | BATTERY, SECONDARY | MASTER INSTRUMENTS | BCP-EY9021B |  | RING CUTTER BATTERY PACK | MASTER INSTRUMENTS | BROKEN HILL | BHHS, A&E | EM13 | 18.91 | 41967
A02809 | BED, ELECTRICMEDICRAFTFE5000 | BED, ELECTRIC | MEDICRAFT | FE5000 | 03285 |  | HILL-ROM | BROKEN HILL | BHHS, ICU/CCU |  | 2500 | 38154
A02809BAT | BATTERY, SECONDARYPANASONICLC-R121R3P | BATTERY, SECONDARY | PANASONIC | LC-R121R3P |  |  | MASTER INSTRUMENTS | BROKEN HILL | BHHS, OBU | BHHS, OBU | 0 | 42016
A02810 | BED, ELECTRICMEDICRAFTFE5000 | BED, ELECTRIC | MEDICRAFT | FE5000 | 03286 |  | HILL-ROM | BROKEN HILL | BHHS, ICU/CCU |  | 2500 | 38154
A02887 | POWER SUPPLY, UNINTERRUPTIBLESALICRUSALICRU PRO | POWER SUPPLY, UNINTERRUPTIBLE | SALICRU | SALICRU PRO | 04DB00014 |  | MARM | BROKEN HILL | AREA, KINCUMBER HOUSE |  | 269 | 38324
A02888 | POWER SUPPLY, UNINTERRUPTIBLESALICRUSALICRU PRO | POWER SUPPLY, UNINTERRUPTIBLE | SALICRU | SALICRU PRO | 04DB00013 |  | MARM | BROKEN HILL | AREA, KINCUMBER HOUSE |  | 269 | 38324
A02889 | POWER SUPPLY, UNINTERRUPTIBLESALICRUSALICRU PRO | POWER SUPPLY, UNINTERRUPTIBLE | SALICRU | SALICRU PRO | 04DB00012 |  | MARM | BROKEN HILL | AREA, KINCUMBER HOUSE |  | 269 | 38324
A02890 | POWER SUPPLY, UNINTERRUPTIBLESALICRUSALICRU PRO | POWER SUPPLY, UNINTERRUPTIBLE | SALICRU | SALICRU PRO | 04DB00017 |  | MARM | BROKEN HILL | AREA, KINCUMBER HOUSE |  | 269 | 38324
A02894 | LIGHT, EXAMINATIONLUXO LAMP CORP | LIGHT, EXAMINATION | LUXO LAMP CORP |  | A02894 |  | LUXO | WILCANNIA | WILCANNIA |  | 0 | 37073
A02919 | AIRWAY MANAGEMENT TRAINERLAERDAL MEDICAL CORP | AIRWAY MANAGEMENT TRAINER | LAERDAL MEDICAL CORP |  | A02919 |  | LAERDAL | BROKEN HILL | AREA, CLIN SERVICES |  | 2750 | 38231
A02920 | AIRWAY MANAGEMENT TRAINERLAERDAL MEDICAL CORP | AIRWAY MANAGEMENT TRAINER | LAERDAL MEDICAL CORP |  | A02920 |  | LAERDAL | BROKEN HILL | AREA, LWS EDUCATOR |  | 2750 | 38231
A02931 | SCALE, INFANTTANITA1580 | SCALE, INFANT | TANITA | 1580 | 024 |  |  | BROKEN HILL | BHHS, CHILD & FAMILY |  | 0 | 37073
A02932 | SCALE, INFANTTANITA1583 | SCALE, INFANT | TANITA | 1583 | 840100 |  |  | BROKEN HILL | COMMUNITY HEALTH CENTRE | COMMUNITY HEALTH CENTRE | 0 | 37073
A02934 | SCALE, INFANTTANITA1583 | SCALE, INFANT | TANITA | 1583 | 821114 |  |  | BROKEN HILL | BHHS, CHILD & FAMILY |  | 0 | 37073
A02937 | HOVER MATSTATINA HEALTHCARE12108153 | HOVER MAT | STATINA HEALTHCARE | 12108153 | 040300024 |  | ADVANCED O.R.T. | BROKEN HILL | BHHS, THEATRE |  | 2500 | 38167
A02938 | HOVER MATSTATINA HEALTHCARE12108153 | HOVER MAT | STATINA HEALTHCARE | 12108153 | 040300006 |  | ADVANCED O.R.T. | BROKEN HILL | BHHS, THEATRE |  | 2500 | 38167
A02939 | HOVER MATSTATINA HEALTHCARE12108153 | HOVER MAT | STATINA HEALTHCARE | 12108153 | 035200002 |  | ADVANCED O.R.T. | BROKEN HILL | BHHS, THEATRE |  | 2500 | 38167
A02940 | HOVER MATSTATINA HEALTHCARE12108153 | HOVER MAT | STATINA HEALTHCARE | 12108153 | 040300023 |  | ADVANCED O.R.T. | BROKEN HILL | BHHS, A&E |  | 2500 | 38167
A02941 | CAMERA, DIGITALSONYMVC-CD500 | CAMERA, DIGITAL | SONY | MVC-CD500 | 382767 |  | DONATED | BROKEN HILL | BHHS, OBU |  | 0 | 38167
A02945 | SPIROMETER, DIAGNOSTICNDD MEDICAL TECHNOLOGIES2001 | SPIROMETER, DIAGNOSTIC | NDD MEDICAL TECHNOLOGIES | 2001 | 50005/2004 | EASYONE | NICHE MEDICAL | BROKEN HILL | BHHS, MEDICAL |  | 2823 | 38175
A03028 | LIFTER, PATIENT, 130KGSUNRISE MEDICALG130E | LIFTER, PATIENT, 130KG | SUNRISE MEDICAL | G130E | 130E00070442 |  | SUNRISE MEDICAL | BROKEN HILL | BHHS, PALIATIVE CARE |  | 0 | 32874
A03072 | AEROSOL GENERATORMAYMEDMARK IV | AEROSOL GENERATOR | MAYMED | MARK IV | 00F0153852 | AEROSOL GENERATOR | MAYMED | WENTWORTH | WENTWORTH |  | 0 | 37073
A03074 | LIFTER, PATIENTPRO-MED230 | LIFTER, PATIENT | PRO-MED | 230 | 49730 |  | PROMED | WENTWORTH | WENTWORTH |  | 0 | 37073
A03075 | BATTERY CHARGERLINAKCHJ20000020J011 | BATTERY CHARGER | LINAK | CHJ20000020J011 |  |  | LINAK | WENTWORTH | WENTWORTH |  | 0 | 37073
A03086 | BED, ELECTRICLIFTCARE BED COMPANYPROTEAN | BED, ELECTRIC | LIFTCARE BED COMPANY | PROTEAN | 7P645 |  | HUMAN CARE AUSTRALIA | BROKEN HILL | BHHS, SURGICAL |  | 5000 | 38518
A03088 | PUMP, ASPIRATORCLEMENTSSUC84109 | PUMP, ASPIRATOR | CLEMENTS | SUC84109 | J010F 2705 |  | ECOMED | BROKEN HILL | BHHS, SPEECH THERAPY |  | 1400 | 38519
A03089 | MONITOR, VITAL SIGNSWELCH ALLYN53N00 | MONITOR, VITAL SIGNS | WELCH ALLYN | 53N00 | JA012375 |  | COTTMAN SBA | WENTWORTH | WENTWORTH, A&E | WENTWORTH, A&E | 4345 | 38524
A03089BAT | BATTERY, SECONDARYMASTER INSTRUMENTSMB926 | BATTERY, SECONDARY | MASTER INSTRUMENTS | MB926 |  | WELCH ALLYN 420 SPOT MONITOR & 53000 VITAL SIGN MON BATTERY LC-R064R5P RUBBER CRADLE + MOLEX CONNECTOR | MASTER INSTRUMENTS | BROKEN HILL | BHHS, ONCOLOGY | BD01 | 22.42 | 42146
A03092 | POWER SUPPLY, UNINTERRUPTIBLESALICRUSALICRU PRO | POWER SUPPLY, UNINTERRUPTIBLE | SALICRU | SALICRU PRO | 04DB00016 |  | MARM | BROKEN HILL | AREA, KINCUMBER HOUSE |  | 269 | 38324
A03093 | POWER SUPPLY, UNINTERRUPTIBLESALICRUSALICRU PRO | POWER SUPPLY, UNINTERRUPTIBLE | SALICRU | SALICRU PRO | 04DB00015 |  | MARM | BROKEN HILL | AREA, KINCUMBER HOUSE |  | 269 | 38324
A03104 | SCALESSECA CORP766 1321109 | SCALES | SECA CORP | 766 1321109 | 1766188036916 |  | COTTMAN AUSTRALIA | BROKEN HILL | BHHS, A&E |  | 1400 | 38334
A03107 | SPIROMETER, DIAGNOSTICNDD MEDICAL TECHNOLOGIES2001 | SPIROMETER, DIAGNOSTIC | NDD MEDICAL TECHNOLOGIES | 2001 | 51737/2004 |  | NICHE MEDICAL | BROKEN HILL | BHHS, PHYSIO |  | 0 | 38364
A03109 | SPIROMETER, DIAGNOSTICNDD MEDICAL TECHNOLOGIES2001 | SPIROMETER, DIAGNOSTIC | NDD MEDICAL TECHNOLOGIES | 2001 | 51733/2004 | EASYONE | NICHE MEDICAL | WENTWORTH | WENTWORTH |  | 2823 | 38364
A03120 | OTOSCOPEWELCH ALLYN767 SERIES | OTOSCOPE | WELCH ALLYN | 767 SERIES |  | DIAGNOSTIC SET (WALL MOUNTED) | WELCH ALLYN AUSTRALIA | BROKEN HILL | BHHS, SPECIALIST CLINIC |  | 1108 | 37073
A03121 | OTOSCOPEWELCH ALLYN767 SERIES | OTOSCOPE | WELCH ALLYN | 767 SERIES |  | DIAGNOSTIC SET (WALL MOUNTED) | WELCH ALLYN AUSTRALIA | BROKEN HILL | BHHS, SPECIALIST CLINIC | PR49 | 1108 | 37073
A03129 | TELEVISIONAWAW5170AV | TELEVISION | AWA | W5170AV | 339517003199 |  | BIG W | BROKEN HILL | BHHS, STAFF QUARTERS |  | 160 | 38377
A03130 | PRINTER, LASERBROTHERHL-51 | PRINTER, LASER | BROTHER | HL-51 |  |  |  | BROKEN HILL | BHHS, SPECIALIST CLINIC | BHHS, SPECIALIST CLINIC | 0 | 42724
A03131 | FIELD ANALYSERCARL ZEISS INC745I | FIELD ANALYSER | CARL ZEISS INC | 745I | 745I-4974 | HUMPHREY FIELD UNIT |  | BROKEN HILL | BHHS, SPECIALIST CLINIC |  | 0 | 38388
A03162 | SCALE, INFANTAVERY3359 | SCALE, INFANT | AVERY | 3359 | 574D7160-6 |  |  | WHITE CLIFFS | WHITE CLIFFS | WHITE CLIFFS | 0 | 37073
A03170 | PLASTER CUTTERFEIN | PLASTER CUTTER | FEIN |  | 2328886 |  |  | BALRANALD | BALRANALD |  | 0 | 37073
A03235 | LIFTER, PATIENTKERRY EQUIPMENTKH402 | LIFTER, PATIENT | KERRY EQUIPMENT | KH402 | 402-589 |  | KERRY EQUIPMENT | BROKEN HILL | BHHS, PADP |  | 1950 | 38481
A03236 | LIFTER, PATIENTKERRY EQUIPMENTKH402 | LIFTER, PATIENT | KERRY EQUIPMENT | KH402 | 402-592 |  | KERRY EQUIPMENT | BROKEN HILL | BHHS, PADP |  | 1950 | 38481
A03269 | BODY PROTECTED AREABODY PROTECTED | BODY PROTECTED AREA |  | BODY PROTECTED |  | RCD2 DB1 CB6 MSP2 |  | WHITE CLIFFS | WHITE CLIFFS | WHITE CLIFFS, A&E | 0 | 37073
A03270 | BODY PROTECTED AREABODY PROTECTED | BODY PROTECTED AREA |  | BODY PROTECTED |  | RCD1 DB1 CB5B MSP1 |  | WHITE CLIFFS | WHITE CLIFFS | WHITE CLIFFS, A&E | 0 | 37073
A03294 | LIFTER, PATIENTPRO-MEDSKIPPER 175EM V | LIFTER, PATIENT | PRO-MED | SKIPPER 175EM V | 58840 | SWL 175KG |  | WENTWORTH | WENTWORTH |  | 0 | 37073
A03297 | PLASTER CUTTERFEIN | PLASTER CUTTER | FEIN |  | 632060 |  |  | WILCANNIA | WILCANNIA |  | 0 | 37073
A03300 | SLIT LAMP, OPHTHALMICINAMIL-0300 | SLIT LAMP, OPHTHALMIC | INAMI | L-0300 | 203454 |  |  | IVANHOE | IVANHOE |  | 0 | 37073
A03301 | LIFTER, PATIENTINVACARERPS440 EE | LIFTER, PATIENT | INVACARE | RPS440 EE | 60140 |  | INVACARE | BALRANALD | BALRANALD, AGED CARE |  | 0 | 37073
A03305 | VIEWER, XRAYDALCROSSDOUBLE | VIEWER, XRAY | DALCROSS | DOUBLE | NA |  |  | MENINDEE | MENINDEE |  | 0 | 38770
A03306 | SCOPE, OTO & OPHTHALMOHEINEHEINE | SCOPE, OTO & OPHTHALMO | HEINE | HEINE |  |  | HEINE | WENTWORTH | WENTWORTH, A&E |  | 0 | 37073
A03308 | AEROSOL GENERATORMAYMEDMARK IV | AEROSOL GENERATOR | MAYMED | MARK IV | 02F0078758 | AEROSOL GENERATOR |  | WENTWORTH | WENTWORTH |  | 0 | 37073
A03310 | BATTERY CHARGERLINAKCHJ20000020J011 | BATTERY CHARGER | LINAK | CHJ20000020J011 |  |  | PROMED | WENTWORTH | WENTWORTH |  | 0 | 37073
A03321 | BODY PROTECTED AREABODY PROTECTED | BODY PROTECTED AREA |  | BODY PROTECTED |  | P1 CB1R, P2 CB1W |  | MENINDEE | MENINDEE | RM6 | 0 | 37073
A03322 | BODY PROTECTED AREABODY PROTECTED | BODY PROTECTED AREA |  | BODY PROTECTED |  | P4 CB2R, P5 CB2W |  | MENINDEE | MENINDEE | RM7 | 0 | 37073
A03323 | BODY PROTECTED AREABODY PROTECTED | BODY PROTECTED AREA |  | BODY PROTECTED |  | P44 CB29R |  | MENINDEE | MENINDEE | RM36 | 0 | 37073
A03324 | BODY PROTECTED AREABODY PROTECTED | BODY PROTECTED AREA |  | BODY PROTECTED |  | P42 CB27W |  | MENINDEE | MENINDEE, CLINIC ROOM 3 | MENINDEE, CLINIC ROOM 3 (RM33) | 0 | 37073
A03325 | BODY PROTECTED AREABODY PROTECTED | BODY PROTECTED AREA |  | BODY PROTECTED |  | P41 DB27R |  | MENINDEE | MENINDEE, CLINIC ROOM 2 | MENINDEE, CLINIC ROOM 2 (RM28) | 0 | 37073
A03326 | BODY PROTECTED AREABODY PROTECTED | BODY PROTECTED AREA |  | BODY PROTECTED |  | P43 CB27B |  | MENINDEE | MENINDEE, CLINIC ROOM 4 | MENINDEE, CLINIC ROOM 4 (RM 32) | 0 | 37073
A03327 | BODY PROTECTED AREABODY PROTECTED | BODY PROTECTED AREA |  | BODY PROTECTED |  | P3 CB1B |  | MENINDEE | MENINDEE, DENTAL | DENTAL (RM29) | 0 | 37073
A03345 | PHYSIOLOGIC MONITORING SYSTEMPHILIPS MEDICAL SYSTEMSM8002A | PHYSIOLOGIC MONITORING SYSTEM | PHILIPS MEDICAL SYSTEMS | M8002A | DE50407843 | INTELLIVUE MP30 | PHILIPS HEALTHCARE | BROKEN HILL | BHHS, THEATRE | SU12 | 13500 | 38496
A03355 | PHYSIOLOGIC MONITORING SYSTEMPHILIPS MEDICAL SYSTEMSM8002A | PHYSIOLOGIC MONITORING SYSTEM | PHILIPS MEDICAL SYSTEMS | M8002A | DE50407762 | INTELLIVUE MP30 (DAY SURGERY CONSULT ROOM) | PHILIPS HEALTHCARE | BROKEN HILL | BHHS, THEATRE |  | 13500 | 38496
A03356 | PHYSIOLOGIC MONITORING SYSTEMPHILIPS MEDICAL SYSTEMSM8002A | PHYSIOLOGIC MONITORING SYSTEM | PHILIPS MEDICAL SYSTEMS | M8002A | DE50407767 | INTELLIVUE MP30 | PHILIPS HEALTHCARE | BROKEN HILL | BHHS, THEATRE |  | 13500 | 38496
A03362 | MODULE, PATIENT MONITORING SYSTEM, BLOOD PRESSURE INVASIVEPHILIPS MEDICAL SYSTEMSM1006B | MODULE, PATIENT MONITORING SYSTEM, BLOOD PRESSURE INVASIVE | PHILIPS MEDICAL SYSTEMS | M1006B | DE80517650 | INVASIVE BP MODULE | PHILIPS HEALTHCARE | BROKEN HILL | BHHS |  | 0 | 38496
A03401 | TESTER, OSCILOSCOPETEKTRONIXTDS2012 | TESTER, OSCILOSCOPE | TEKTRONIX | TDS2012 | TDS2012 C043287 |  | NEW TEK INSTRUMENTS | BROKEN HILL | BHHS, BIOMEDICAL |  | 2408 | 38524
A03452 | SPIROMETER, DIAGNOSTICNDD MEDICAL TECHNOLOGIES2001 | SPIROMETER, DIAGNOSTIC | NDD MEDICAL TECHNOLOGIES | 2001 | 54462/2005 |  | NICHE MEDICAL | WILCANNIA | WILCANNIA |  | 2145 | 38544
A03454 | SPIROMETER, DIAGNOSTICNDD MEDICAL TECHNOLOGIES2001 | SPIROMETER, DIAGNOSTIC | NDD MEDICAL TECHNOLOGIES | 2001 | 54732/2005 |  | NICHE MEDICAL | TIBOOBURRA | TIBOOBURRA |  | 2145 | 38544
A03457 | PRINTER, COLOR VIDEOSONYUP-21MD | PRINTER, COLOR VIDEO | SONY | UP-21MD | 55079 |  | OLYMPUS AUSTRALIA PTY. LTD. | BROKEN HILL | BHHS, THEATRE |  | 4700 | 38567
A03543BC | BATTERY CHARGERLINAKCHJ20000020J011 | BATTERY CHARGER | LINAK | CHJ20000020J011 | 127152-700-0079 |  | LINAK | BROKEN HILL | BHHS, PHYSIO |  | 0 | 39583
A03544 | AEROSOL GENERATORALLERSEARCHVITALAIR | AEROSOL GENERATOR | ALLERSEARCH | VITALAIR | 11752 | AEROSOL GENERATOR | ECOMED | DARETON | DARETON |  | 0 | 37073
A03548 | BED, BIRTHINGHILL-ROMP3700A005930 | BED, BIRTHING | HILL-ROM | P3700A005930 | G195AA1456 |  | HILLROM | BROKEN HILL | BHHS, OBU | BHHS, OBU | 27000 | 38645
A03548BAT | BATTERY, SECONDARYPANASONICLC-R127R2P1 | BATTERY, SECONDARY | PANASONIC | LC-R127R2P1 |  |  | MASTER INSTRUMENTS | BROKEN HILL | BHHS, OBU | OB35 | 0 | 42016
A03596 | THERMOMETER, CAL CHECKERHLPAZ8801 | THERMOMETER, CAL CHECKER | HLP | AZ8801 | 9014843 |  | HLP CONTROLS | BROKEN HILL | BHHS, BIOMEDICAL |  | 320 | 38707
A03604 | HYDRAULIC HAND DYNAMOMETERSAMMONS PRESTON5030J1 | HYDRAULIC HAND DYNAMOMETER | SAMMONS PRESTON | 5030J1 | 30405352 |  | SURGICAL SYNERGIES | BROKEN HILL | BHHS, OCCUPATIONAL THERAPY |  | 0 | 38663
A03613 | BED, ELECTRICMEDICRAFTDSE2600 | BED, ELECTRIC | MEDICRAFT | DSE2600 | 08113 |  | HILL-ROM | BROKEN HILL | BHHS, THEATRE |  | 0 | 38671
A03617 | OTOSCOPEWELCH ALLYN767 SERIES | OTOSCOPE | WELCH ALLYN | 767 SERIES |  | DIAGNOSTIC SET (WALL MOUNTED) | WELCH ALLYN AUSTRALIA | BROKEN HILL | BHHS, PAEDIATRICS |  | 1108 | 38684
A03618 | OTOSCOPEWELCH ALLYN767 SERIES | OTOSCOPE | WELCH ALLYN | 767 SERIES | 05276 | DIAGNOSTIC SET (WALL MOUNTED) | WELCH ALLYN AUSTRALIA | BROKEN HILL | BHHS, OBU | BHHS, OBU | 1108 | 38684
A03620 | MASSAGE CHAIRKD-783 | MASSAGE CHAIR |  | KD-783 |  |  |  | BROKEN HILL | BHHS, ONCOLOGY |  | 0 | 38698
A03661 | OXYGEN CONCENTRATORAIRSEP CORPORATIONNEWLIFE ELITE | OXYGEN CONCENTRATOR | AIRSEP CORPORATION | NEWLIFE ELITE | 852948 |  | WYMEDICAL | BROKEN HILL | BHHS, PALIATIVE CARE |  | 1750 | 38749
A03662 | OXYGEN CONCENTRATORAIRSEP CORPORATIONNEWLIFE ELITE | OXYGEN CONCENTRATOR | AIRSEP CORPORATION | NEWLIFE ELITE | 852946 |  | WYMEDICAL | BROKEN HILL | BHHS, PALIATIVE CARE |  | 1750 | 38749
A03684 | BED, ELECTRICMEDICRAFTFE5000 | BED, ELECTRIC | MEDICRAFT | FE5000 | 12407 | 400KG BED | HILL-ROM | BROKEN HILL | BHHS, PAEDIATRICS | BHHS, PAEDIATRICS | 8000 | 38757
A03685 | BED, ELECTRICMEDICRAFTFE5000 | BED, ELECTRIC | MEDICRAFT | FE5000 | 12406 |  | HILL-ROM | BROKEN HILL | BHHS, ICU/CCU | BHHS, ICU/CCU | 8000 | 38757
A03686 | LIFTER, PATIENTINVACARERPS440EE | LIFTER, PATIENT | INVACARE | RPS440EE | 60732 |  | COUNTRY CARE | BROKEN HILL | BHHS, PADP |  | 0 | 38770
A03687 | LIFTER, PATIENTINVACAREIPL150EE | LIFTER, PATIENT | INVACARE | IPL150EE | 60816 |  | COUNTRY CARE | BROKEN HILL | BHHS, PADP |  | 0 | 38770
A03690 | BED, ELECTRICHUNTLEIGH HEALTHCAREOMEGA | BED, ELECTRIC | HUNTLEIGH HEALTHCARE | OMEGA | 96667 |  |  | BROKEN HILL | BHHS, SPECIALIST CLINIC |  | 0 | 38820
A04541 | SCALE, PATIENT, FLOORAND MERCURYFG-150KAM | SCALE, PATIENT, FLOOR | AND MERCURY | FG-150KAM | Q1901527 |  | AND MERCURY | MENINDEE | MENINDEE |  | 0 | 37073
A04542 | SCALE, PATIENT, FLOORTANITAHD-351 | SCALE, PATIENT, FLOOR | TANITA | HD-351 | 560609 |  | TANITA AUSTRALIA | MENINDEE | MENINDEE |  | 0 | 37073
A04543 | SCALESTBF-300 | SCALES |  | TBF-300 | 06060433 |  |  | MENINDEE | MENINDEE |  | 0 | 37073
A04545 | FETAL HEART DETECTORSONICAID INCSONICAID | FETAL HEART DETECTOR | SONICAID INC | SONICAID | 13275 |  |  | MENINDEE | MENINDEE |  | 0 | 37073
A04549 | FETAL HEART DETECTOR, ULTRASONICHADECOMINIDOP ES100VX | FETAL HEART DETECTOR, ULTRASONIC | HADECO | MINIDOP ES100VX |  | FETAL HEART DETECTORS |  | MENINDEE | MENINDEE | MENINDEE | 0 | 43598
A04560 | SPHYGMOMANOMETER, ANEROIDWBICCLOCK MODEL | SPHYGMOMANOMETER, ANEROID | WBIC | CLOCK MODEL |  |  |  | IVANHOE | IVANHOE |  | 0 | 37073
A04569 | SPHYGMOMANOMETER, ANEROIDMAXI STABIL 3 | SPHYGMOMANOMETER, ANEROID |  | MAXI STABIL 3 | 99230235 |  |  | MENINDEE | MENINDEE |  | 0 | 37073
A04581 | BED, ELECTRICMEDICRAFTDSE2600 | BED, ELECTRIC | MEDICRAFT | DSE2600 | 19103 |  | HILL-ROM | BROKEN HILL | BHHS, THEATRE |  | 5000 | 39226
A04604 | TELEVISIONTCLT-68T17 | TELEVISION | TCL | T-68T17 | 740008H0157 |  | RETRAVISION | BROKEN HILL | BHHS |  | 0 | 39247
A04606 | ULTRASONIC IMAGING UNITSONOSITEILOOK 25 | ULTRASONIC IMAGING UNIT | SONOSITE | ILOOK 25 | 038LWY |  | SONOSITE AUSTRALASIA PTY LTD | BROKEN HILL | BHHS, ONCOLOGY |  | 17500 | 39248
A04607 | BED, ELECTRICLIFTCARE BED COMPANYPROTEAN | BED, ELECTRIC | LIFTCARE BED COMPANY | PROTEAN | P4335 |  | HUMAN CARE AUSTRALIA | BROKEN HILL | BHHS, SURGICAL | BHHS, SURGICAL | 0 | 39247
A04616 | TELEVISIONTCLT-68T17 | TELEVISION | TCL | T-68T17 | 740009E0041 |  | RETRAVISION | BROKEN HILL | BHHS |  | 0 | 39260
A04682 | CHAIR, POSITIONING, ELECTRICARJOHUNTLEIGHBIB20XX-01 | CHAIR, POSITIONING, ELECTRIC | ARJOHUNTLEIGH | BIB20XX-01 | SEE0724076 | CARENDO SHOWER CHAIR | KNK EQUIPMENT | BROKEN HILL | BHHS, SURGICAL | BHHS, SURGICAL | 9000 | 39330
A04682BC | BATTERY CHARGERARJO HUNTLEIGHNEA8000-AU | BATTERY CHARGER | ARJO HUNTLEIGH | NEA8000-AU |  | BATTERY CHARGER | KNK EQUIPMENT | BROKEN HILL | BHHS, SURGICAL | BHHS, SURGICAL | 0 | 43021
A04711 | SPHYGMOMANOMETER, ANEROIDSPEIDEL & KELLERMAXI STABIL 3 | SPHYGMOMANOMETER, ANEROID | SPEIDEL & KELLER | MAXI STABIL 3 | 94179745 |  |  | BROKEN HILL | BHHS, PRIMARY HEALTH |  | 0 | 37073
A04719 | VITAL SIGNS MONITORWELCH ALLYN42NTB | VITAL SIGNS MONITOR | WELCH ALLYN | 42NTB | 200713080 | VITAL SIGNS MONITOR | WELCH ALLYN AUSTRALIA | BROKEN HILL | BHHS, RADIOLOGY |  | 0 | 39415
A04723BAT | BATTERY, SECONDARYCOVIDIEN1041411 | BATTERY, SECONDARY | COVIDIEN | 1041411 |  | RECHARGEABLE BATTERY | MEDTRONIC COVIDIEN | BROKEN HILL | BHHS, PADP | BHHS, PADP | 0 | 42108
A04740 | INFUSION PUMP, ENTERAL FEEDINGTYCO HEALTHCAREKANGAROO E PUMP | INFUSION PUMP, ENTERAL FEEDING | TYCO HEALTHCARE | KANGAROO E PUMP | C0726371 |  | MEDTRONIC COVIDIEN | BALRANALD | BALRANALD |  | 0 | 39365
A04750 | LIGHT SOURCE, FIBREOPTICOLYMPUSCLH-SC | LIGHT SOURCE, FIBREOPTIC | OLYMPUS | CLH-SC | 7728827 |  | OLYMPUS AUSTRALIA PTY. LTD. | BROKEN HILL | BHHS, SPECIALIST CLINIC | SC15 | 0 | 39415
A04756 | SCALE, BABYUWEIN-22 | SCALE, BABY | UWE | IN-22 | NAA10153 |  |  | IVANHOE | IVANHOE |  | 0 | 37073
A04757 | SCALE, BABYANDFG-150KAM | SCALE, BABY | AND | FG-150KAM | Q1901288 |  |  | IVANHOE | IVANHOE | IVANHOE | 0 | 37073
A04767 | SCALESUWEIN-22 | SCALES | UWE | IN-22 | NAF10107 |  |  | DARETON | DARETON, COMMUNITY HEALTH |  | 0 | 37073
A04768 | SCALESANDFG-150KAM | SCALES | AND | FG-150KAM | Q1901521 |  |  | DARETON | DARETON, COMMUNITY HEALTH |  | 0 | 37073
A04821 | MONITOR, VIDEO LCDSONYLMD-1410 | MONITOR, VIDEO LCD | SONY | LMD-1410 | 3301077 |  | OLYMPUS AUSTRALIA PTY. LTD. | BROKEN HILL | BHHS, THEATRE |  | 0 | 39415
A04822 | CAMERA, SURGICAL AND ACCESSORYOLYMPUSOTV-SC | CAMERA, SURGICAL AND ACCESSORY | OLYMPUS | OTV-SC | 7719941 |  | OLYMPUS AUSTRALIA PTY. LTD. | BROKEN HILL | BHHS, SPECIALIST CLINIC | SC15 | 0 | 39415
A04825 | BED, ELECTRICMEDICRAFTFET5000 | BED, ELECTRIC | MEDICRAFT | FET5000 | 14616 |  | HILL-ROM | BROKEN HILL | BHHS, SURGICAL |  | 0 | 39455
A04825BAT | BATTERY, SECONDARYHILL-ROMFET5000BAT | BATTERY, SECONDARY | HILL-ROM | FET5000BAT |  | BATTERY PACK | HILL-ROM | BROKEN HILL | BHHS, ICU/CCU | CC03 | 0 | 42129
A04826 | BED, ELECTRICMEDICRAFTFET5000 | BED, ELECTRIC | MEDICRAFT | FET5000 | 14615 |  | HILL-ROM | BROKEN HILL | BHHS, SURGICAL |  | 0 | 39455
A04826BAT | BATTERY, SECONDARYDEWERTAG300 | BATTERY, SECONDARY | DEWERT | AG300 |  | BATTERY PACK | MASTER INSTRUMENTS | BROKEN HILL | BHHS, SURGICAL | BHHS, SURGICAL | 0 | 42201
A04828 | BED, ELECTRICMEDICRAFTFET5000 | BED, ELECTRIC | MEDICRAFT | FET5000 | 14618 |  | HILL-ROM | BROKEN HILL | BHHS, MEDICAL |  | 0 | 39457
A04828BAT | BATTERY, SECONDARYHILL-ROMFET5000BAT | BATTERY, SECONDARY | HILL-ROM | FET5000BAT |  | FET5000 BATTERY PACK | HILL-ROM | BROKEN HILL | BHHS, ICU/CCU | ICU BED 1 | 0 | 42129
A04829 | BED, ELECTRICMEDICRAFTFET5000 | BED, ELECTRIC | MEDICRAFT | FET5000 | 14619 |  | HILL-ROM | BROKEN HILL | BHHS, MEDICAL |  | 0 | 39457
A04829BAT | BATTERY, SECONDARYDEWERTAG300 | BATTERY, SECONDARY | DEWERT | AG300 | H676642 00018 | BATTERY PACK | MASTER INSTRUMENTS | BROKEN HILL | BHHS, MEDICAL |  | 30.64
A04830BAT | BATTERY, SECONDARYHILL-ROMFET5000BAT | BATTERY, SECONDARY | HILL-ROM | FET5000BAT |  | BATTERY PACK | HILL-ROM | BROKEN HILL | BHHS, OBU | OB04 | 0 | 42142
A04840 | BED, ELECTRICMEDICRAFTDSE2600 | BED, ELECTRIC | MEDICRAFT | DSE2600 | 20012 |  | HILL-ROM | BROKEN HILL | BHHS, THEATRE |  | 0 | 39436
A04841 | BED, ELECTRICMEDICRAFTDSE2600 | BED, ELECTRIC | MEDICRAFT | DSE2600 | 20014 |  | HILL-ROM | BROKEN HILL | BHHS, THEATRE |  | 0 | 39436
A04842 | BED, ELECTRICMEDICRAFTDSE2600 | BED, ELECTRIC | MEDICRAFT | DSE2600 | 20013 |  | HILL-ROM | BROKEN HILL | BHHS, THEATRE |  | 0 | 39436
A04843 | BED, ELECTRICMEDICRAFTDSE2600 | BED, ELECTRIC | MEDICRAFT | DSE2600 | 20015 |  | HILL-ROM | BROKEN HILL | BHHS, THEATRE |  | 0 | 39436
A04844 | BED, ELECTRICMEDICRAFTFE5000 | BED, ELECTRIC | MEDICRAFT | FE5000 | 07053 |  | MEDICRAFT | BROKEN HILL | BHHS |  | 0 | 37073
A04848 | VITAL SIGNS MONITORWELCH ALLYN42NTB | VITAL SIGNS MONITOR | WELCH ALLYN | 42NTB | 200719214 | VITAL SIGNS MONITOR | WELCH ALLYN AUSTRALIA | BROKEN HILL | BHHS, PHYSIO | BHHS, PHYSIO | 0 | 39454
A04848BAT | BATTERY, SECONDARYMASTER INSTRUMENTSMB926 | BATTERY, SECONDARY | MASTER INSTRUMENTS | MB926 |  |  | MASTER INSTRUMENTS | BROKEN HILL | BHHS, PHYSIO | BHHS, PHYSIO | 0 | 42108
A04851 | BED, ELECTRICMEDICRAFTFET5000 | BED, ELECTRIC | MEDICRAFT | FET5000 | 14621 |  | HILL-ROM | BROKEN HILL | BHHS, ICU/CCU | CC05 | 0 | 39457
A04852 | SPHYGMOMANOMETER, ELECTRONIC, AUTOMATICWELCH ALLYNABPM 6100 | SPHYGMOMANOMETER, ELECTRONIC, AUTOMATIC | WELCH ALLYN | ABPM 6100 | 00021533 |  | COTTMAN AUSTRALIA | MENINDEE | MENINDEE |  | 3600 | 39485
A04855 | ENDOSCOPIC VIDEO IMAGING SYSTEMSMITH & NEPHEW460P 3-CCD | ENDOSCOPIC VIDEO IMAGING SYSTEM | SMITH & NEPHEW | 460P 3-CCD | AAE 0811 |  | SMITH AND NEPHEW | BROKEN HILL | BHHS, THEATRE |  | 0 | 39518
A04865 | SLIT LAMP, OPHTHALMICCSSL990 | SLIT LAMP, OPHTHALMIC | CS | SL990 | 03100090 |  |  | BROKEN HILL | BHHS, SPECIALIST CLINIC | SC12 | 0 | 37073
A04901 | THERMOMETER, ELECTRONICWELCH ALLYN692 | THERMOMETER, ELECTRONIC | WELCH ALLYN | 692 | 07325185 | SURE TEMP PLUS | WELCH ALLYN AUSTRALIA | BROKEN HILL | BHHS, PALIATIVE CARE | BHHS, PALIATIVE CARE | 425 | 39518
A04924 | HEARTSTART TRAINERPHILIPS MEDICAL SYSTEMS989803139551 | HEARTSTART TRAINER | PHILIPS MEDICAL SYSTEMS | 989803139551 | 2556803 |  | IMPLOX PTY LTD | BROKEN HILL | BHHS, UDRH |  | 0 | 39560
A04995 | SCALESUWEIN-22 | SCALES | UWE | IN-22 | NAA10152 |  |  | TIBOOBURRA | TIBOOBURRA |  | 0 | 37073
A04996 | SCALESANDFG-150KAM | SCALES | AND | FG-150KAM | Q1901522 |  |  | TIBOOBURRA | TIBOOBURRA |  | 0 | 37073
A04997 | SCALESSECA CORP8821321004 | SCALES | SECA CORP | 8821321004 | 1882255056913 |  |  | TIBOOBURRA | TIBOOBURRA |  | 0 | 37073
A04998 | PLASTER CUTTERDESOUTTER MEDICAL | PLASTER CUTTER | DESOUTTER MEDICAL |  | 8521 |  | SMITH&NEPHEW | TIBOOBURRA | TIBOOBURRA |  | 0 | 37073
A05052 | BATTERY CHARGERLINAKCHJ20000020J011 | BATTERY CHARGER | LINAK | CHJ20000020J011 | 723488-0074 |  | LINAK | BROKEN HILL | BHHS, MEDICAL | BHHS, MEDICAL | 0 | 39583
A05056 | LIGHT, EXAMINATIONLUXO LAMP CORPLUKO | LIGHT, EXAMINATION | LUXO LAMP CORP | LUKO | A05056 |  |  | BROKEN HILL | BHHS, OBU |  | 0 | 37073
A05064 | LIFT, PATIENT TRANSFER, MOBILEINVACAREIPL205EE | LIFT, PATIENT TRANSFER, MOBILE | INVACARE | IPL205EE | 64752 |  | INVACARE | BALRANALD | BALRANALD, AGED CARE |  | 0 | 37073
A05065 | BATTERY CHARGERLINAKCHJ20000020J011 | BATTERY CHARGER | LINAK | CHJ20000020J011 |  |  |  | BALRANALD | BALRANALD, AGED CARE | LONG STAY STAFF STATION | 0 | 37073
A05068 | FETAL HEART DETECTORHADECOES-100VII | FETAL HEART DETECTOR | HADECO | ES-100VII | 08030158 |  |  | TIBOOBURRA | TIBOOBURRA |  | 0 | 37073
A05070 | LIGHT, EXAMINATIONWELCH ALLYNLS-135 | LIGHT, EXAMINATION | WELCH ALLYN | LS-135 | 0805 |  |  | TIBOOBURRA | TIBOOBURRA |  | 0 | 37073
A05071 | EYE CHART, ELECTRICELLIS OPTICAL | EYE CHART, ELECTRIC | ELLIS OPTICAL |  |  |  |  | BROKEN HILL | BHHS, SPECIALIST CLINIC |  | 0 | 37073
A05072 | OTOSCOPEWELCH ALLYN767 SERIES | OTOSCOPE | WELCH ALLYN | 767 SERIES | 06067 | DIAGNOSTIC SET (WALL MOUNTED) | WELCH ALLYN AUSTRALIA | BROKEN HILL | BHHS, A&E |  | 1108 | 37073
A05073 | OTOSCOPEWELCH ALLYN767 SERIES | OTOSCOPE | WELCH ALLYN | 767 SERIES | 06123 | DIAGNOSTIC SET (WALL MOUNTED) | WELCH ALLYN AUSTRALIA | BROKEN HILL | BHHS, A&E |  | 1108 | 37073
A05081 | AEROSOL GENERATORALLERSEARCHFORTE II | AEROSOL GENERATOR | ALLERSEARCH | FORTE II | 213972 | AEROSOL GENERATOR |  | BROKEN HILL | BHHS, MEDICAL | BHHS, MEDICAL | 195 | 37073
A05083 | SMOKERLYZERBEDFONTEC50-PICO | SMOKERLYZER | BEDFONT | EC50-PICO | PP014377 |  |  | BROKEN HILL | AREA, PHU |  | 0 | 39618
A05089 | CHAIR, POSITIONING, ELECTRICARJOHUNTLEIGHBIB20XX-01 | CHAIR, POSITIONING, ELECTRIC | ARJOHUNTLEIGH | BIB20XX-01 | SEE0811047 | CARENDO SHOWER CHAIR | KNK EQUIPMENT | BROKEN HILL | BHHS, MEDICAL | BHHS, MEDICAL | 9000 | 39651
A05089BC | BATTERY CHARGERARJO HUNTLEIGHNEA8000-AU | BATTERY CHARGER | ARJO HUNTLEIGH | NEA8000-AU |  | BATTERY CHARGER | KNK EQUIPMENT | BROKEN HILL | BHHS, MEDICAL | BHHS, MEDICAL | 0 | 43021
A05090 | BED, ELECTRICSIGMA CARESIGMA CARE | BED, ELECTRIC | SIGMA CARE | SIGMA CARE |  |  |  | BROKEN HILL | BHHS, OBU |  | 0 | 37073
A05094 | CHAIR | CHAIR | [5 empty] | BROKEN HILL | BHHS, PALIATIVE CARE |  | 0 | 37073
A05095 | CHAIR | CHAIR | [5 empty] | BROKEN HILL | BHHS, PALIATIVE CARE |  | 0 | 37073
A05096 | BED, ELECTRICARJO HUNTLEIGHMINUET | BED, ELECTRIC | ARJO HUNTLEIGH | MINUET | RSMN00123 |  | ARJOHUNTLEIGH | BROKEN HILL | BHHS, PALIATIVE CARE |  | 0 | 37073
A05099 | BATTERY PACKLINAKBAJ100000011 | BATTERY PACK | LINAK | BAJ100000011 |  | BATTERY PACK | LINAK | BROKEN HILL | BHHS |  | 0 | 37073
A05121 | ALTERNATING-PRESSURE MATTRESS SYSTEMPEAK CARE EQUIPMENTPEAK CARE | ALTERNATING-PRESSURE MATTRESS SYSTEM | PEAK CARE EQUIPMENT | PEAK CARE | MA0801129 | NEW MODEL ADDED |  | BROKEN HILL | BHHS, PALIATIVE CARE |  | 0 | 39678
A05122 | DRILL/SAW CONTROL UNIT, SURGICALLINVATECMC5024 | DRILL/SAW CONTROL UNIT, SURGICAL | LINVATEC | MC5024 | 1074 | SAG SAW |  | BROKEN HILL | BHHS, THEATRE | BHHS, THEATRE | 0 | 38899
A05125 | SCALESTANITABF-522 | SCALES | TANITA | BF-522 | 531211 |  |  | BROKEN HILL | BHHS, DIETICIANS |  | 0 | 39701
A05127 | SCALESTANITAHD-351 | SCALES | TANITA | HD-351 | 08072409 |  |  | BROKEN HILL | BHHS, DIETICIANS |  | 0 | 37073
A05130 | ALT PRESSURE PUMPPEAK CARE EQUIPMENTPEAK CARE | ALT PRESSURE PUMP | PEAK CARE EQUIPMENT | PEAK CARE | MA0801125 |  | PEAK CARE EQUIPMENT | BROKEN HILL | BHHS, PALIATIVE CARE |  | 0 | 39678
A05141 | BED, ELECTRICHUNTLEIGH HEALTHCAREOMEGA | BED, ELECTRIC | HUNTLEIGH HEALTHCARE | OMEGA | 107276 |  | HUNTLEIGH HEALTHCARE - SEE ARJO HUNTLEIGH | BROKEN HILL | BHHS, SPECIALIST CLINIC | SC11 | 0 | 39693
A05142 | BED, ELECTRICHUNTLEIGH HEALTHCAREOMEGA | BED, ELECTRIC | HUNTLEIGH HEALTHCARE | OMEGA | 107277 |  | HUNTLEIGH HEALTHCARE - SEE ARJO HUNTLEIGH | BROKEN HILL | BHHS, SPECIALIST CLINIC |  | 0 | 39693
A05145 | VAPORIZERTAAVVAPORAIRE | VAPORIZER | TAAV | VAPORAIRE |  |  |  | TIBOOBURRA | TIBOOBURRA |  | 0 | 39699
A05170 | VITAL SIGNS MONITORWELCH ALLYN420 SERIES | VITAL SIGNS MONITOR | WELCH ALLYN | 420 SERIES | 200809398 | 42NTB SPOT VITAL SIGNS MONITOR | WELCH ALLYN AUSTRALIA | BROKEN HILL | BHHS, MEDICAL | BHHS, MEDICAL | 2964 | 39780
A05175 | TROLLEY, PROCEDUREAVALO | TROLLEY, PROCEDURE |  | AVALO | AVALOS2079885 |  | ANAEQUIP | BROKEN HILL | BHHS, ICU/CCU |  | 2595 | 39738
A05177 | TROLLEY, PROCEDUREAVALO | TROLLEY, PROCEDURE |  | AVALO | AVALOS2080977 |  | ANAEQUIP | BROKEN HILL | BHHS, THEATRE |  | 0 | 37073
A05180 | LIGHT SOURCEKULZER & CO | LIGHT SOURCE | KULZER & CO |  | 8966 |  |  | BROKEN HILL | BHHS, THEATRE |  | 0 | 37073
A05184 | ENDOSCOPIC VIDEO IMAGING SYSTEMSMITH & NEPHEW660HD | ENDOSCOPIC VIDEO IMAGING SYSTEM | SMITH & NEPHEW | 660HD | 660HD 3145 |  | SMITH&NEPHEW | BROKEN HILL | BHHS, THEATRE |  | 0 | 39784
A05188 | TROLLEY, TOWERSMITH & NEPHEWZV.9787.999 | TROLLEY, TOWER | SMITH & NEPHEW | ZV.9787.999 | 0782 |  | SMITH&NEPHEW | BROKEN HILL | BHHS, THEATRE |  | 0 | 39784
A05189 | TELEVISION, LCD 19" HDTVNECNLT-19HDB4 | TELEVISION, LCD 19" HDTV | NEC | NLT-19HDB4 | JCS0808200141 |  | NEC | BROKEN HILL | BHHS, SURGICAL |  | 0 | 39801
A05190 | PHYSIOLOGIC MONITORING SYSTEMWELCH ALLYN45NEO | PHYSIOLOGIC MONITORING SYSTEM | WELCH ALLYN | 45NEO | 20081005677 | SPOT LXI | WELCH ALLYN AUSTRALIA | BROKEN HILL | BHHS, SPECIALIST CLINIC |  | 5003.9 | 39792
A05194 | PRINTER, VIDEOCANONIP4500 | PRINTER, VIDEO | CANON | IP4500 | AAWE43696 |  | SMITH&NEPHEW | BROKEN HILL | BHHS, THEATRE |  | 0 | 39791
A05195 | TROLLEY, PROCEDUREAVALO | TROLLEY, PROCEDURE |  | AVALO | AVALO AC M1002676 |  | ARTROMICK | BROKEN HILL | BHHS, ICU/CCU |  | 0 | 39793
A05199 | LIGHT SOURCE, GENERAL-PURPOSEWELCH ALLYN73338 | LIGHT SOURCE, GENERAL-PURPOSE | WELCH ALLYN | 73338 |  |  | WELCH ALLYN AUSTRALIA | BROKEN HILL | BHHS, THEATRE |  | 0 | 37073
A05203 | LIFTER, PATIENTARJOSARA 3000 | LIFTER, PATIENT | ARJO | SARA 3000 | STLA0806A611 |  | KNK EQUIPMENT | BROKEN HILL | BHHS |  | 5180 | 39846
A05204 | POWER CONTROL UNIT (SHAVER SYSTEM)SMITH & NEPHEW | POWER CONTROL UNIT (SHAVER SYSTEM) | SMITH & NEPHEW |  | WA 18212 |  |  | BROKEN HILL | BHHS, THEATRE |  | 0 | 37073
A05217 | BED, THERAPYHUNTLEIGH HEALTHCAREOMEGA | BED, THERAPY | HUNTLEIGH HEALTHCARE | OMEGA | 108094 |  | ARJOHUNTLEIGH | BROKEN HILL | BHHS, SPECIALIST CLINIC |  | 0 | 39867
A05218 | BED, THEARPYHUNTLEIGH HEALTHCAREOMEGA | BED, THEARPY | HUNTLEIGH HEALTHCARE | OMEGA | 108093 |  | ARJOHUNTLEIGH | BROKEN HILL | BHHS, SPECIALIST CLINIC |  | 0 | 39867
A05294 | VIDEO IMAGE PROCESSOR, ENDOSCOPICOLYMPUSCV-180 | VIDEO IMAGE PROCESSOR, ENDOSCOPIC | OLYMPUS | CV-180 | 7981567 | CV-180 EXERA II | OLYMPUS AUSTRALIA PTY. LTD. | BROKEN HILL | BHHS, THEATRE |  | 0 | 39889
A05295 | LIGHT SOURCE, ENDOSCOPE, XENON ARCOLYMPUSCLV-180 | LIGHT SOURCE, ENDOSCOPE, XENON ARC | OLYMPUS | CLV-180 | 7909974 | CLV-180 EXERA II | OLYMPUS AUSTRALIA PTY. LTD. | BROKEN HILL | BHHS, THEATRE |  | 0 | 39889
A05297 | VITAL SIGNS MONITORWELCH ALLYN53NTP | VITAL SIGNS MONITOR | WELCH ALLYN | 53NTP | JA063766 | VITAL SIGNS MONITOR | WELCH ALLYN AUSTRALIA | WENTWORTH | WENTWORTH | WENTWORTH | 5340 | 39896
A05297BAT | BATTERY, SECONDARYMASTER INSTRUMENTSMB926 | BATTERY, SECONDARY | MASTER INSTRUMENTS | MB926 |  | 6V 4AH SLA BATTERY | MASTER INSTRUMENTS | WENTWORTH | WENTWORTH, A&E | WENTWORTH, A&E | 27 | 42300
A05298 | TELEVISION SET, HOSPITALCELESTIALLT1968HD | TELEVISION SET, HOSPITAL | CELESTIAL | LT1968HD | CHGD0901LS16196802872 | TV | BEST BUY ELECTRICAL | BROKEN HILL | BHHS, ICU/CCU |  | 0 | 39902
A05299 | TELEVISION, LCDCELESTIALLT1968HD | TELEVISION, LCD | CELESTIAL | LT1968HD | CHGD0901LS16196804093 |  | BEST BUY ELECTRICAL | BROKEN HILL | BHHS, MEDICAL |  | 0 | 39902
A05300 | TELEVISION, LCDCELESTIALLT1968HD | TELEVISION, LCD | CELESTIAL | LT1968HD | CHGD0901LS16196803973 |  | BEST BUY ELECTRICAL | BROKEN HILL | BHHS, MEDICAL | MU53 | 0 | 39902
A05303 | TELEVISION, LCDCELESTIALLT1968HD | TELEVISION, LCD | CELESTIAL | LT1968HD | CHGD0901LS16196802986 |  | BEST BUY ELECTRICAL | BROKEN HILL | BHHS, SURGICAL |  | 0 | 39903
A05304 | TELEVISION, LCDCELESTIALLT1968HD | TELEVISION, LCD | CELESTIAL | LT1968HD | CHGD0901LS16196804102 |  | BEST BUY ELECTRICAL | BROKEN HILL | BHHS, SURGICAL |  | 0 | 39903
A05306 | TELEVISION, LCDCELESTIALLT1968HD | TELEVISION, LCD | CELESTIAL | LT1968HD | CHGD0901LS16196802989 |  | BEST BUY ELECTRICAL | BROKEN HILL | BHHS, OBU |  | 0 | 39903
A05312 | ANAESTHETIC SYSTEMGE HEALTHCAREAISYS | ANAESTHETIC SYSTEM | GE HEALTHCARE | AISYS | ANAM01205 |  | G.E. HEALTHCARE | BROKEN HILL | BHHS, THEATRE |  | 55000 | 39814
A05313 | ANAESTHETIC SYSTEMGE HEALTHCAREAISYS | ANAESTHETIC SYSTEM | GE HEALTHCARE | AISYS | ANAM01206 |  | G.E. HEALTHCARE | BROKEN HILL | BHHS, THEATRE |  | 55000 | 39814
A05315 | SPHYGMOMANOMETER, ANEROIDSPEIDEL & KELLERMAXI STABIL 3 | SPHYGMOMANOMETER, ANEROID | SPEIDEL & KELLER | MAXI STABIL 3 | 94179740 |  |  | BROKEN HILL | BHHS, SEXUAL HEALTH |  | 0 | 37073
A05316 | MONITOR, VITAL SIGNSWELCH ALLYN53NTP | MONITOR, VITAL SIGNS | WELCH ALLYN | 53NTP | JA063767 |  | WELCH ALLYN AUSTRALIA | BROKEN HILL | BHHS, SURGICAL |  | 4345 | 39945
A05317 | VITAL SIGNS MONITORWELCH ALLYN53NTP | VITAL SIGNS MONITOR | WELCH ALLYN | 53NTP | JA065499 | VITAL SIGNS MONITOR | WELCH ALLYN AUSTRALIA | BROKEN HILL | BHHS, SURGICAL | BHHS, SURGICAL | 4345 | 39945
A05319 | BED, ELECTRICSELECT MEDICAL EQUIPMENTCCE | BED, ELECTRIC | SELECT MEDICAL EQUIPMENT | CCE | C3300 |  | REGENCY RIVERINA | BROKEN HILL | BHHS, A&E | BHHS, A&E | 9690 | 40036
A05319BC | BATTERY CHARGER, MEDICALLINAK | BATTERY CHARGER, MEDICAL | LINAK |  | 607845-0068 |  | REGENCY RIVERINA | BROKEN HILL | BHHS, A&E | BHHS, A&E | 0 | 40036
A05320 | TELEVISION, LCDCELESTIALLT1968HD | TELEVISION, LCD | CELESTIAL | LT1968HD | CHGD0904LS16196801165/ | TV | BEST BUY ELECTRICAL | BROKEN HILL | BHHS, ICU/CCU |  | 408 | 39982
A05327 | TELEVISION, LCDCELESTIALLT1968HD | TELEVISION, LCD | CELESTIAL | LT1968HD | CHGD0905LS16196801036 |  | BEST BUY ELECTRICAL | BROKEN HILL | BHHS |  | 408 | 39982
A05328 | TELEVISION, LCDCELESTIALLT1968HD | TELEVISION, LCD | CELESTIAL | LT1968HD | CHGD0905LS16196801156 |  | BEST BUY ELECTRICAL | BROKEN HILL | BHHS |  | 408 | 39982
A05330 | TELEVISION, LCDCELESTIALLT1968HD | TELEVISION, LCD | CELESTIAL | LT1968HD | CHGD0904LS16196800085 |  | BEST BUY ELECTRICAL | BROKEN HILL | BHHS |  | 408 | 39982
A05331 | SCOPE CHARGERWELCH ALLYN71940 | SCOPE CHARGER | WELCH ALLYN | 71940 |  |  | WELCH ALLYN AUSTRALIA | BALRANALD | BALRANALD |  | 0 | 37073
A05332 | SCALESANDFG150KAM | SCALES | AND | FG150KAM | Q1901520 |  |  | BALRANALD | BALRANALD, PRIMARY HEALTH | INTERVIEW ROOM 2 | 0 | 37073
A05333 | SCALE, INFANTUWE IN-22 | SCALE, INFANT |  | UWE IN-22 | NAF10106 |  |  | BALRANALD | BALRANALD |  | 0 | 37073
A05350 | ECG, MACHINEPHILIPS MEDICAL SYSTEMSTC50 | ECG, MACHINE | PHILIPS MEDICAL SYSTEMS | TC50 | USO0900297 | ECG MACHINE FIRMWARE A.06.04.10 | PHILIPS HEALTHCARE | BROKEN HILL | BHHS, RENAL DIALYSIS |  | 10757 | 40122
A05350BAT | BATTERY, SECONDARYMASTER INSTRUMENTSDR202SH | BATTERY, SECONDARY | MASTER INSTRUMENTS | DR202SH | CCL18L04694 | TC50 BATTERY | MASTER INSTRUMENTS | BROKEN HILL | BHHS, RENAL DIALYSIS | BHHS, RENAL DIALYSIS | 78 | 43529
A05354 | BED, ELECTRICARJO HUNTLEIGHCONTOURA 380 | BED, ELECTRIC | ARJO HUNTLEIGH | CONTOURA 380 | 3804877 |  | ARJOHUNTLEIGH | BROKEN HILL | BHHS, SURGICAL |  | 0 | 39986
A05357 | BED, ELECTRICARJO HUNTLEIGHCONTOURA 380 | BED, ELECTRIC | ARJO HUNTLEIGH | CONTOURA 380 | 3804879 |  | ARJOHUNTLEIGH | BROKEN HILL | BHHS, SURGICAL |  | 0 | 39986
A05359 | SIMULATOR, NONINVASIVE BLOOD PRESSURECLINICAL DYNAMICSAP-1 | SIMULATOR, NONINVASIVE BLOOD PRESSURE | CLINICAL DYNAMICS | AP-1 | AP03060332 | ACCUPULSE | CHIVAUNE CONSULTANTS | BROKEN HILL | BHHS, BIOMEDICAL |  | 8800 | 40001
A05364 | PHYSIOLOGIC MONITORING SYSTEMWELCH ALLYN53NTO | PHYSIOLOGIC MONITORING SYSTEM | WELCH ALLYN | 53NTO | JA086426 |  | WELCH ALLYN AUSTRALIA | BROKEN HILL | BHHS, RENAL DIALYSIS |  | 4345 | 40155
A05365 | PHYSIOLOGIC MONITORING SYSTEMWELCH ALLYN53NTO | PHYSIOLOGIC MONITORING SYSTEM | WELCH ALLYN | 53NTO | JA086128 |  | WELCH ALLYN AUSTRALIA | BROKEN HILL | BHHS, MEDICAL |  | 4345 | 40156
A05366 | PHYSIOLOGIC MONITORING SYSTEMWELCH ALLYN53NTO | PHYSIOLOGIC MONITORING SYSTEM | WELCH ALLYN | 53NTO | JA086430 |  | WELCH ALLYN AUSTRALIA | BROKEN HILL | BHHS, MEDICAL |  | 4345 | 40155
A05367 | CTG (CARDIOTOCOGRAPH)PHILIPS MEDICAL SYSTEMSM2703A | CTG (CARDIOTOCOGRAPH) | PHILIPS MEDICAL SYSTEMS | M2703A | DE53110431 | FM30 AVALON WITH INTERNAL BATTERY | PHILIPS HEALTHCARE | BROKEN HILL | BHHS, OBU | BHHS, OBU | 0 | 40745
A05373 | AEROSOL GENERATORFLAEM NUOVA S.P.A.ECON-O-MIST FORTE | AEROSOL GENERATOR | FLAEM NUOVA S.P.A. | ECON-O-MIST FORTE | 09A0441198 | AEROSOL GENERATOR |  | BROKEN HILL | BHHS, PALIATIVE CARE |  | 130 | 40147
A05378 | BATTERY CHARGERLINAKCHJ20000020J011 | BATTERY CHARGER | LINAK | CHJ20000020J011 |  |  |  | BROKEN HILL | BHHS, PADP |  | 0 | 40268
A05386 | TEST INSTRUMENT, ECG SIMULATORPRONK TECHNOLOGIESSL-8 | TEST INSTRUMENT, ECG SIMULATOR | PRONK TECHNOLOGIES | SL-8 | 691 | SIM SLIM | CHIVAUNE CONSULTANTS | BROKEN HILL | BHHS, BIOMEDICAL |  | 0 | 40163
A05392 | BISPECTRAL INDEX MONITORPHILIPS MEDICAL SYSTEMSM1034A | BISPECTRAL INDEX MONITOR | PHILIPS MEDICAL SYSTEMS | M1034A | DE11013490 | BIS | PHILIPS HEALTHCARE | BROKEN HILL | BHHS, THEATRE |  | 0 | 40186
A05393 | BISPECTRAL INDEX MONITORPHILIPS MEDICAL SYSTEMSM1034A | BISPECTRAL INDEX MONITOR | PHILIPS MEDICAL SYSTEMS | M1034A | DE11013489 | BIS | PHILIPS HEALTHCARE | BROKEN HILL | BHHS, THEATRE |  | 0 | 40186
A05396 | BED, ELECTRICARJO HUNTLEIGHMINUET | BED, ELECTRIC | ARJO HUNTLEIGH | MINUET | RSBMN10709 |  | ARJOHUNTLEIGH | BROKEN HILL | BHHS, PADP |  | 0 | 40275
A05435 | TELEVISION, LCDCELESTIALLT1968HD | TELEVISION, LCD | CELESTIAL | LT1968HD | CHGD0904LS16196800985 |  | BEST BUY ELECTRICAL | BROKEN HILL | BHHS |  | 408 | 39982
A05436 | TELEVISION, LCDCELESTIALLT1968HD | TELEVISION, LCD | CELESTIAL | LT1968HD | CHGD0904LS16196800958 |  | BEST BUY ELECTRICAL | BROKEN HILL | BHHS |  | 408 | 39982
A05447 | CHAIR, EXAMINATION AND TREATMENTFRESENIUST600 | CHAIR, EXAMINATION AND TREATMENT | FRESENIUS | T600 | 600T0709806 |  | ARTISTIC HEALTHCARE | BROKEN HILL | BHHS, RENAL DIALYSIS |  | 5000 | 40087
A05447BAT | BATTERY, SECONDARYLINAKBA2016-0200-000 | BATTERY, SECONDARY | LINAK | BA2016-0200-000 |  | MB514A 24V 1.3AH SLA | LINAK | BROKEN HILL | BHHS, WARDS & PATIENT AREAS |  | 104.45 | 43962
A05448 | CHAIR, EXAMINATION AND TREATMENTFRESENIUST600 | CHAIR, EXAMINATION AND TREATMENT | FRESENIUS | T600 | 600T0709807 |  | ARTISTIC HEALTHCARE | BROKEN HILL | BHHS, MEDICAL |  | 5000 | 40087
A05449 | CHAIR, EXAMINATION AND TREATMENTFRESENIUST600 | CHAIR, EXAMINATION AND TREATMENT | FRESENIUS | T600 | 600T0709809 |  | ARTISTIC HEALTHCARE | BROKEN HILL | BHHS, SPECIALIST CLINIC |  | 5000 | 40087
A05450 | CHAIR, EXAMINATION AND TREATMENTFRESENIUST600 | CHAIR, EXAMINATION AND TREATMENT | FRESENIUS | T600 | 600T0709808 |  | ARTISTIC HEALTHCARE | BROKEN HILL | BHHS, RENAL DIALYSIS |  | 5000 | 40087
A05451 | TELEVISION LCDCELESTIALLT1968HD | TELEVISION LCD | CELESTIAL | LT1968HD | CHGD0904LS16196801165 |  | BEST BUY ELECTRICAL | BROKEN HILL | BHHS, RENAL DIALYSIS |  | 408 | 39982
A05452 | TELEVISION LCDCELESTIALLT1968HD | TELEVISION LCD | CELESTIAL | LT1968HD | CHGD0904LS16196801120 |  | BEST BUY ELECTRICAL | BROKEN HILL | BHHS |  | 408 | 39982
A05454 | TELEVISION LCDCELESTIALLT1968HD | TELEVISION LCD | CELESTIAL | LT1968HD | CHGD0904LS16196801126 |  | BEST BUY ELECTRICAL | BROKEN HILL | BHHS, RENAL DIALYSIS |  | 408 | 39982
A05457 | ULTRASOUND PORTABLEMINDRAYDP6900 | ULTRASOUND PORTABLE | MINDRAY | DP6900 | NK-97000218 |  | SYDMED PTY LTD | BROKEN HILL | BHHS, THEATRE | BHHS, THEATRE | 0 | 40073
A05458 | BED, ELECTRICLIFTCARE BED COMPANYPROTEAN 3 | BED, ELECTRIC | LIFTCARE BED COMPANY | PROTEAN 3 | P6693 |  | HUMAN CARE AUSTRALIA | BROKEN HILL | BHHS, MEDICAL |  | 0 | 40080
A05505 | INFUSION PUMP, SYRINGECAESAREA MEDICAL ELECTRONICS LTDNIKI T34 | INFUSION PUMP, SYRINGE | CAESAREA MEDICAL ELECTRONICS LTD | NIKI T34 | S06604 | NIKI T34 SYRINGE DRIVER | REM SYSTEMS | BALRANALD | BALRANALD |  | 0 | 40219
A05506 | INFUSION PUMP, SYRINGECAESAREA MEDICAL ELECTRONICS LTDNIKI T34 | INFUSION PUMP, SYRINGE | CAESAREA MEDICAL ELECTRONICS LTD | NIKI T34 | S06582 |  | REM SYSTEMS | BALRANALD | BALRANALD | BALRANALD | 0 | 40219
A05509 | INFUSION PUMP, SYRINGECAESAREA MEDICAL ELECTRONICS LTDNIKI T34 | INFUSION PUMP, SYRINGE | CAESAREA MEDICAL ELECTRONICS LTD | NIKI T34 | S06858 | TRAINING UNIT, LOCATION TO BE ADVISED. | REM SYSTEMS | BROKEN HILL | BHHS, PALIATIVE CARE |  | 0 | 40219
A05510 | INFUSION PUMP, SYRINGECAESAREA MEDICAL ELECTRONICS LTDNIKI T34 | INFUSION PUMP, SYRINGE | CAESAREA MEDICAL ELECTRONICS LTD | NIKI T34 | S06578 |  | REM SYSTEMS | DARETON | DARETON |  | 0 | 40219
A05511 | INFUSION PUMP, SYRINGECAESAREA MEDICAL ELECTRONICS LTDNIKI T34 | INFUSION PUMP, SYRINGE | CAESAREA MEDICAL ELECTRONICS LTD | NIKI T34 | S06694 |  | REM SYSTEMS | DARETON | DARETON |  | 0 | 40219
A05512 | INFUSION PUMP, SYRINGECAESAREA MEDICAL ELECTRONICS LTDNIKI T34 | INFUSION PUMP, SYRINGE | CAESAREA MEDICAL ELECTRONICS LTD | NIKI T34 | S06868 |  | REM SYSTEMS | DARETON | DARETON |  | 0 | 40219
A05515 | INFUSION PUMP, SYRINGECAESAREA MEDICAL ELECTRONICS LTDNIKI T34 | INFUSION PUMP, SYRINGE | CAESAREA MEDICAL ELECTRONICS LTD | NIKI T34 | S06616 |  | REM SYSTEMS | WILCANNIA | WILCANNIA |  | 0 | 40219
A05516 | INFUSION PUMP, SYRINGECAESAREA MEDICAL ELECTRONICS LTDNIKI T34 | INFUSION PUMP, SYRINGE | CAESAREA MEDICAL ELECTRONICS LTD | NIKI T34 | S06961 |  | REM SYSTEMS | BROKEN HILL | BHHS, PALIATIVE CARE |  | 0 | 40219
A05517 | INFUSION PUMP, SYRINGECAESAREA MEDICAL ELECTRONICS LTDNIKI T34 | INFUSION PUMP, SYRINGE | CAESAREA MEDICAL ELECTRONICS LTD | NIKI T34 | S06790 |  | REM SYSTEMS | BROKEN HILL | BHHS, MEDICAL | BHHS, MEDICAL | 0 | 40219
A05518 | INFUSION PUMP, SYRINGECAESAREA MEDICAL ELECTRONICS LTDNIKI T34 | INFUSION PUMP, SYRINGE | CAESAREA MEDICAL ELECTRONICS LTD | NIKI T34 | S06970 |  | REM SYSTEMS | BROKEN HILL | BHHS, PALIATIVE CARE |  | 0 | 40219
A05519 | INFUSION PUMP, SYRINGECAESAREA MEDICAL ELECTRONICS LTDNIKI T34 | INFUSION PUMP, SYRINGE | CAESAREA MEDICAL ELECTRONICS LTD | NIKI T34 | S06963 |  | REM SYSTEMS | BROKEN HILL | BHHS, PALIATIVE CARE |  | 0 | 40219
A05520 | INFUSION PUMP, SYRINGECAESAREA MEDICAL ELECTRONICS LTDNIKI T34 | INFUSION PUMP, SYRINGE | CAESAREA MEDICAL ELECTRONICS LTD | NIKI T34 | S06697 |  | REM SYSTEMS | MENINDEE | MENINDEE |  | 0 | 40219
A05521 | INFUSION PUMP, SYRINGECAESAREA MEDICAL ELECTRONICS LTDNIKI T34 | INFUSION PUMP, SYRINGE | CAESAREA MEDICAL ELECTRONICS LTD | NIKI T34 | S06986 |  | REM SYSTEMS | BROKEN HILL | BHHS, PALIATIVE CARE |  | 0 | 40219
A05523 | INFUSION PUMP, SYRINGECAESAREA MEDICAL ELECTRONICS LTDNIKI T34 | INFUSION PUMP, SYRINGE | CAESAREA MEDICAL ELECTRONICS LTD | NIKI T34 | S06881 |  | REM SYSTEMS | BROKEN HILL | BHHS, PALIATIVE CARE |  | 0 | 40219
A05524 | INFUSION PUMP, SYRINGECAESAREA MEDICAL ELECTRONICS LTDNIKI T34 | INFUSION PUMP, SYRINGE | CAESAREA MEDICAL ELECTRONICS LTD | NIKI T34 | S06788 |  | REM SYSTEMS | BROKEN HILL | BHHS, PALIATIVE CARE |  | 0 | 40219
A05525 | INFUSION PUMP, SYRINGECAESAREA MEDICAL ELECTRONICS LTDNIKI T34 | INFUSION PUMP, SYRINGE | CAESAREA MEDICAL ELECTRONICS LTD | NIKI T34 | S06886 |  | REM SYSTEMS | BROKEN HILL | BHHS, PALIATIVE CARE |  | 0 | 40219
A05528 | INFUSION PUMP ANALYSERDATREND SYSTEMS INCINFUTEST 2000 | INFUSION PUMP ANALYSER | DATREND SYSTEMS INC | INFUTEST 2000 | EDC09060921 | DUAL CHANNEL INFUSION DEVICE ANALYZER | CHIVAUNE CONSULTANTS | BROKEN HILL | BHHS, BIOMEDICAL |  | 0 | 40247
A05531 | SPIROMETER, DIAGNOSTICNDD MEDICAL TECHNOLOGIES2001 | SPIROMETER, DIAGNOSTIC | NDD MEDICAL TECHNOLOGIES | 2001 | 71826/2009 | EASYONE | NICHE MEDICAL | BALRANALD | BALRANALD, A&E |  | 2823 | 40282
A05551 | BED, ELECTRICARJO HUNTLEIGHMINUET | BED, ELECTRIC | ARJO HUNTLEIGH | MINUET | RSBMN10819 |  | ARJOHUNTLEIGH | BROKEN HILL | BHHS, PADP |  | 0 | 40297
A05553 | VENTILATOR, PORTABLEDRAGEROXYLOG 3000 PLUS | VENTILATOR, PORTABLE | DRAGER | OXYLOG 3000 PLUS | SSBC-0021 | EMERGENCY AND TRANSPORT VENTILATOR | DRAGER | BROKEN HILL | BHHS, A&E |  | 28000 | 40315
A05554 | TABLE, OPERATING-ROOM, AC-POWEREDBERCHTOLDOPERON B710 | TABLE, OPERATING-ROOM, AC-POWERED | BERCHTOLD | OPERON B710 | 3242004-M10025 | THEATRE ELECTRIC BED | MEDTEL AUSTRALIA | BROKEN HILL | BHHS, THEATRE |  | 50000 | 40317
A05554 BAT | BATTERY, SECONDARYPANASONICLC-VA1212P1 | BATTERY, SECONDARY | PANASONIC | LC-VA1212P1 |  | VR PB BATTERY | MASTER INSTRUMENTS | BROKEN HILL | BHHS, THEATRE | BHHS, THEATRE | 34.08 | 42075
A05555 | TABLE, OPERATING-ROOM, AC-POWEREDBERCHTOLDOPERON B710 | TABLE, OPERATING-ROOM, AC-POWERED | BERCHTOLD | OPERON B710 | 3242004-P10169 | THEATRE ELECTRIC BED | MEDTEL AUSTRALIA | BROKEN HILL | BHHS, THEATRE |  | 50000 | 40317
A05555 BAT | BATTERY, SECONDARYPANASONICLC-VA1212P1 | BATTERY, SECONDARY | PANASONIC | LC-VA1212P1 |  | VR PB BATTERY | MASTER INSTRUMENTS | BROKEN HILL | BHHS, THEATRE | BHHS, THEATRE | 34.08 | 42075
A05556 | BED, ELECTRICARJO HUNTLEIGHMINUET | BED, ELECTRIC | ARJO HUNTLEIGH | MINUET | RSBMN10924 |  | ARJOHUNTLEIGH | BROKEN HILL | BHHS, PADP |  | 0 | 40337
A05558 | LIFT, PATIENT TRANSFER, MOBILEINVACAREIPL205EE | LIFT, PATIENT TRANSFER, MOBILE | INVACARE | IPL205EE | 102638 | PATIENT LIFTER | INVACARE | BROKEN HILL | BHHS, PADP |  | 0 | 40346
A05559 | BATTERY CHARGERLINAKCHJ20000020J011 | BATTERY CHARGER | LINAK | CHJ20000020J011 |  |  |  | BROKEN HILL | BHHS, PADP |  | 0 | 40268
A05560 | PUMP, ALTERNATING-PRESSURE PADINVACAREACTIVE | PUMP, ALTERNATING-PRESSURE PAD | INVACARE | ACTIVE | 6584/10 |  | INVACARE | BROKEN HILL | BHHS, PADP |  | 0 | 40350
A05561 | BED, ELECTRICBETTEN MALSCHP0 06 001 | BED, ELECTRIC | BETTEN MALSCH | P0 06 001 | 1.024.162 | MELANIE | R.B DAY & SONS | BROKEN HILL | BHHS, PADP |  | 0 | 40303
A05562 | BATTERY CHARGERLINAKCHJ20000020J011 | BATTERY CHARGER | LINAK | CHJ20000020J011 |  |  | ACACIA MEDICAL SUPPLIES | BROKEN HILL | BHHS, SURGICAL |  | 0 | 37439
A05563 | ECG, MACHINEPHILIPS MEDICAL SYSTEMSTC50 | ECG, MACHINE | PHILIPS MEDICAL SYSTEMS | TC50 | US41000990 | ECG MACHINE | PHILIPS HEALTHCARE | BROKEN HILL | BHHS, A&E |  | 8186 | 40315
A05563BAT | BATTERY, SECONDARYMASTER INSTRUMENTSDR202SH | BATTERY, SECONDARY | MASTER INSTRUMENTS | DR202SH | CCL18L04695 | TC50 BATTERY | MASTER INSTRUMENTS | BROKEN HILL | BHHS, A&E | BHHS, A&E | 78 | 43523
A05567 | TEST INSTRUMENT, ENDOSCOPEELECTROLABHIPOT 140 | TEST INSTRUMENT, ENDOSCOPE | ELECTROLAB | HIPOT 140 | HP148 | TESTER, ELECTROSURGICAL INSTRUMENT | MEDICAL DEVICES | BROKEN HILL | BHHS, CSSD |  | 0 | 37547
A05567BAT | BATTERY, SECONDARYPANASONICLC-R121R3P | BATTERY, SECONDARY | PANASONIC | LC-R121R3P |  | BATTERIES FOR HIPOT 140, THEATRE EQUIPMENT MEGGER. | MASTER INSTRUMENTS | BROKEN HILL | BHHS, CSSD | BHHS, CSSD | 0 | 42170
A05569 | BATTERY CHARGERWELCH ALLYN71940 | BATTERY CHARGER | WELCH ALLYN | 71940 |  |  | WELCH ALLYN AUSTRALIA | MENINDEE | MENINDEE |  | 0 | 40437
A05570 | LAP-TOP COMPUTERTOSHIBAPST1LA-00C008 | LAP-TOP COMPUTER | TOSHIBA | PST1LA-00C008 |  | SATELLITE T110D |  | BROKEN HILL | BHHS, BIOMEDICAL |  | 699 | 40248
A05572 | TELEVISION MONITORSANYOLCD-32XR9DA | TELEVISION MONITOR | SANYO | LCD-32XR9DA | 9012BWL32XR9DA1940 |  | BIG W | BROKEN HILL | BHHS, BIOMEDICAL |  | 0 | 40353
A05574 | CHAIR, DISABLED PERSONTOPFORM FURNITURETOPFORM | CHAIR, DISABLED PERSON | TOPFORM FURNITURE | TOPFORM |  | CHAIR, ELECTRIC |  | WILCANNIA | WILCANNIA | WILCANNIA | 0 | 40364
A05582 | POSITIVE AIRWAY PRESSURE UNIT, CONTINUOUSRESPIRONICS INC1007382 | POSITIVE AIRWAY PRESSURE UNIT, CONTINUOUS | RESPIRONICS INC | 1007382 | 3357031 | REMSTAR AUTO CPAP | PHILIPS RESPIRONICS AUSTRALIA | BROKEN HILL | BHHS, PADP |  | 0 | 40367
A05583 | MONITOR, VITAL SIGNSWELCH ALLYN420 SERIES | MONITOR, VITAL SIGNS | WELCH ALLYN | 420 SERIES | 200917841 | SPOT MONITOR | COTTMAN SBA | BROKEN HILL | BHHS, A&E |  | 3500 | 40367
A05584 | BED, ELECTRICARJO HUNTLEIGHMINUET | BED, ELECTRIC | ARJO HUNTLEIGH | MINUET | RSBMN10923 |  | ARJOHUNTLEIGH | BROKEN HILL | BHHS, PADP |  | 0 | 40367
A05586 | THERMOMETER, ELECTRONICFLUKE52 | THERMOMETER, ELECTRONIC | FLUKE | 52 | 6500221 | THERMOMETERS, ELECTRONIC |  | BROKEN HILL | BHHS, BIOMEDICAL |  | 0 | 40441
A05592 | CHAIR, DISABLED PERSONDALCROSSDALCROSS | CHAIR, DISABLED PERSON | DALCROSS | DALCROSS | A05592 | GENERIC MODEL FOR LIFT CHAIRS MANUFACTURED BY DALCROSS | DALCROSS PRODUCTS PTY LTD | BROKEN HILL | BHHS, THEATRE |  | 5000 | 40394
A05593 | CHAIR, DISABLED PERSONDALCROSSDALCROSS | CHAIR, DISABLED PERSON | DALCROSS | DALCROSS |  | GENERIC MODEL FOR LIFT CHAIRS MANUFACTURED BY DALCROSS | DALCROSS PRODUCTS PTY LTD | BROKEN HILL | BHHS, THEATRE |  | 5000 | 40394
A05595 | LIFTER, PATIENTPRO-MEDSKIPPER 175EM V | LIFTER, PATIENT | PRO-MED | SKIPPER 175EM V | 55502 |  |  | BROKEN HILL | BHHS, PALIATIVE CARE |  | 0 | 37073
A05596 | VITAL SIGNS MONITORWELCH ALLYN42NTB | VITAL SIGNS MONITOR | WELCH ALLYN | 42NTB | 201009179 | VITAL SIGNS MONITOR | WELCH ALLYN AUSTRALIA | BROKEN HILL | BHHS, PRIMARY HEALTH | BHHS, PRIMARY HEALTH | 0 | 39415
A05599 | BED, ELECTRICJOYCE400 SERIES | BED, ELECTRIC | JOYCE | 400 SERIES | 9826893 | BED BATTERY |  | WILCANNIA | WILCANNIA |  | 2407 | 35670
A05602 | OTOSCOPEWELCH ALLYN767 SERIES | OTOSCOPE | WELCH ALLYN | 767 SERIES |  | DIAGNOSTIC SET (WALL MOUNTED) | WELCH ALLYN AUSTRALIA | BROKEN HILL | BHHS, A&E |  | 1108 | 40379
A05603 | OTOSCOPEWELCH ALLYN767 SERIES | OTOSCOPE | WELCH ALLYN | 767 SERIES |  | DIAGNOSTIC SET (WALL MOUNTED) | WELCH ALLYN AUSTRALIA | BROKEN HILL | BHHS, A&E |  | 1108 | 40379
A05604 | OTOSCOPEWELCH ALLYN767 SERIES | OTOSCOPE | WELCH ALLYN | 767 SERIES | 10084 | DIAGNOSTIC SET (WALL MOUNTED) | WELCH ALLYN AUSTRALIA | BROKEN HILL | BHHS, A&E | BHHS, A&E | 1108 | 40379
A05605 | OTOSCOPEWELCH ALLYN767 SERIES | OTOSCOPE | WELCH ALLYN | 767 SERIES |  | DIAGNOSTIC SET (WALL MOUNTED) | WELCH ALLYN AUSTRALIA | BROKEN HILL | BHHS, A&E |  | 1108 | 40379
A05606 | OTOSCOPEWELCH ALLYN767 SERIES | OTOSCOPE | WELCH ALLYN | 767 SERIES |  | DIAGNOSTIC SET (WALL MOUNTED) | WELCH ALLYN AUSTRALIA | BROKEN HILL | BHHS, A&E |  | 1108 | 40379
A05607 | OTOSCOPEWELCH ALLYN767 SERIES | OTOSCOPE | WELCH ALLYN | 767 SERIES |  | DIAGNOSTIC SET (WALL MOUNTED) | WELCH ALLYN AUSTRALIA | BROKEN HILL | BHHS, A&E | RESUS 3 | 1108 | 40379
A05609 | TEST INSTRUMENT, THERMOMETERWELCH ALLYN9600 PLUS | TEST INSTRUMENT, THERMOMETER | WELCH ALLYN | 9600 PLUS | 10232009 | CALIBRATION CHECKER | WELCH ALLYN AUSTRALIA | BROKEN HILL | BHHS, BIOMEDICAL |  | 0 | 40388
A05610 | CHAIR, EXAMINATION AND TREATMENTFRESENIUST600 | CHAIR, EXAMINATION AND TREATMENT | FRESENIUS | T600 | 600T07101688 |  | ARTISTIC HEALTHCARE | BROKEN HILL | BHHS, ONCOLOGY |  | 5000 | 40389
A05651 | ALTERNATING-PRESSURE MATTRESS SYSTEMHUNTLEIGH HEALTHCARENIMBUS 3 | ALTERNATING-PRESSURE MATTRESS SYSTEM | HUNTLEIGH HEALTHCARE | NIMBUS 3 | 1000019006 |  | HUNTLEIGH HEALTHCARE - SEE ARJO HUNTLEIGH | BROKEN HILL | BHHS, MEDICAL |  | 13500 | 40477
A05652 | ALTERNATING-PRESSURE MATTRESS SYSTEMHUNTLEIGH HEALTHCARENIMBUS 3 | ALTERNATING-PRESSURE MATTRESS SYSTEM | HUNTLEIGH HEALTHCARE | NIMBUS 3 | 1000019014 |  | HUNTLEIGH HEALTHCARE - SEE ARJO HUNTLEIGH | BROKEN HILL | BHHS, SURGICAL |  | 13500 | 40477
A05653 | TABLE, EXAMINATION/TREATMENTAMCAMC2526 | TABLE, EXAMINATION/TREATMENT | AMC | AMC2526 | 689 |  | AUST MEDICAL COUCHES | BROKEN HILL | BHHS, RADIOLOGY | BHHS, RADIOLOGY | 7500 | 40478
A05654 | SCALE, PATIENT, SLINGIMSPR02735 QUICK RELEASE MECHANISM | SCALE, PATIENT, SLING | IMS | PR02735 QUICK RELEASE MECHANISM | 4474 | PR02735 QUICK RELEASE MECHANISM | ACTIVE MOBILITY SYSTEMS | BROKEN HILL | BHHS, MEDICAL | BHHS, MEDICAL | 0 | 40480
A05656 | PULSE OXIMETERMASIMORAD 5 | PULSE OXIMETER | MASIMO | RAD 5 | N10195 |  | MASIMO AUSTRALIA PTY LTD | MENINDEE | MENINDEE, A&E |  | 1050 | 40497
A05657BAT | BATTERY, SECONDARYMASTER INSTRUMENTSMB739 | BATTERY, SECONDARY | MASTER INSTRUMENTS | MB739 |  | WELCH ALLYN PROPAQ LT INSERT PACKS | MASTER INSTRUMENTS | MENINDEE | MENINDEE |  | 23.29 | 42468
A05658 | VIEWSONICVG 730M |  | VIEWSONIC | VG 730M | QBW093781336 | MONITOR DISPLAY |  | MENINDEE | MENINDEE |  | 0 | 40497
A05659 | OTOSCOPEWELCH ALLYN767 SERIES | OTOSCOPE | WELCH ALLYN | 767 SERIES |  | DIAGNOSTIC SET (WALL MOUNTED) | WELCH ALLYN AUSTRALIA | BALRANALD | BALRANALD, PRIMARY HEALTH | G.P. CONSULT 1 | 1108 | 37073
A05660 | BED, GENERAL-PURPOSE, ELECTRICALLY-POWEREDAKRON THERAPY PRODUCTSA2223/8/2HS | BED, GENERAL-PURPOSE, ELECTRICALLY-POWERED | AKRON THERAPY PRODUCTS | A2223/8/2HS | P071720 |  | ARJOHUNTLEIGH | BALRANALD | BALRANALD, A&E | TREATMENT ROOM | 0 | 40567
A05660BAT | BATTERY, SECONDARYLINAKBA2016-0200-000 | BATTERY, SECONDARY | LINAK | BA2016-0200-000 |  |  | LINAK | BALRANALD | BALRANALD, A&E | TREATMENT ROOM | 0 | 40998
A05663 | MICROSCOPE, OPERATING & ACCESSORY, AC-POWERED, OPHTHALMICZEISSS 8 | MICROSCOPE, OPERATING & ACCESSORY, AC-POWERED, OPHTHALMIC | ZEISS | S 8 | 426426 | OPMI VISU 200 THEATRE MICROSCOPE SIP NUMBER 100543 | ZEISS | BROKEN HILL | BHHS, THEATRE | BHHS, THEATRE | 0 | 40553
A05667 | AUDIOMETER, SCREENING/MONITORINGNATUSALGO 5 | AUDIOMETER, SCREENING/MONITORING | NATUS | ALGO 5 | P1084163 |  | SCANMEDICS PTY LTD | BROKEN HILL | BHHS, OBU | BHHS, OBU | 0 | 40554
A05668 | TELEVISION SET, HOSPITALPALSONICTFTV4932LED | TELEVISION SET, HOSPITAL | PALSONIC | TFTV4932LED | 100619HDD00907 | TV | RETRAVISION | BROKEN HILL | BHHS |  | 0 | 40562
A05669 | TRANSFORMER, ISOLATIONTORTECHMT-240-500 | TRANSFORMER, ISOLATION | TORTECH | MT-240-500 |  | ISOLATION TRANSFORMER | TORTECH | BROKEN HILL | BHHS, THEATRE |  | 600 | 40582
A05670 | TRANSFORMER, ISOLATIONTORTECHMT-240-500 | TRANSFORMER, ISOLATION | TORTECH | MT-240-500 |  | ISOLATION TRANSFORMER | TORTECH | BROKEN HILL | BHHS, THEATRE |  | 600 | 40582
A05671 | BED, GENERAL-PURPOSE, ELECTRICALLY-POWEREDAKRON THERAPY PRODUCTSA2223/8/2HS | BED, GENERAL-PURPOSE, ELECTRICALLY-POWERED | AKRON THERAPY PRODUCTS | A2223/8/2HS | P071719 |  | ARJOHUNTLEIGH | BALRANALD | BALRANALD, A&E | ED CONSULTATION RM | 0 | 40567
A05671BAT | BATTERY, SECONDARYLINAKBA2016-0200-000 | BATTERY, SECONDARY | LINAK | BA2016-0200-000 |  |  | LINAK | BALRANALD | BALRANALD, A&E | ED CONSULTATION RM | 0 | 40998
A05673 | BATTERY CHARGERLINAKCHJ20000020J031 | BATTERY CHARGER | LINAK | CHJ20000020J031 |  |  | ACACIA MEDICAL SUPPLIES | BALRANALD | BALRANALD |  | 0 | 40452
A05675 | TABLE, PHYSICAL THERAPYKERRY EQUIPMENT | TABLE, PHYSICAL THERAPY | KERRY EQUIPMENT |  | 5467 |  |  | BALRANALD | BALRANALD |  | 0 | 40567
A05676 | BIKE, THERAPYREEBOKB5.7E | BIKE, THERAPY | REEBOK | B5.7E |  |  |  | BALRANALD | BALRANALD |  | 0 | 40567
A05677 | SCALESADEM35611 | SCALES | ADE | M35611 | 0610/06037` |  |  | BALRANALD | BALRANALD |  | 0 | 40567
A05678 | SCALES, BABYTANITABD-590 | SCALES, BABY | TANITA | BD-590 | 890908B |  |  | BALRANALD | BALRANALD |  | 0 | 40567
A05682 | BATTERY CHARGERWELCH ALLYN71940 | BATTERY CHARGER | WELCH ALLYN | 71940 |  | CHARGING STAND | WELCH ALLYN AUSTRALIA | DARETON | DARETON, COMMUNITY HEALTH |  | 0 | 40568
A05683 | SCALE, PATIENT, INFANTTANITABD-590 | SCALE, PATIENT, INFANT | TANITA | BD-590 | 890908D |  |  | DARETON | DARETON, COMMUNITY HEALTH |  | 0 | 40567
A05684 | HEMOGLOBINOMETEREKF DIAGNOSTIC3000-0031-6801 | HEMOGLOBINOMETER | EKF DIAGNOSTIC | 3000-0031-6801 | 3000-08-0878 |  |  | DARETON | DARETON, COMMUNITY HEALTH |  | 0 | 40462
A05687 | OXYGEN CONCENTRATORRESPIRONICS INCMILLENIUM M5 | OXYGEN CONCENTRATOR | RESPIRONICS INC | MILLENIUM M5 | 6051632132 | OXYGEN CONCENTRATORS | BOC OXYCARE | DARETON | DARETON, COMMUNITY HEALTH |  | 0 | 40568
A05690 | SCALESANDUC-300 | SCALES | AND | UC-300 | 2961190109 |  | AND | WENTWORTH | WENTWORTH, A&E |  | 0 | 37073
A05691 | LIFT, PATIENT TRANSFER, MOBILEPRO-MEDLA34V | LIFT, PATIENT TRANSFER, MOBILE | PRO-MED | LA34V | 50272 | SWL 127KG |  | WENTWORTH | WENTWORTH |  | 0 | 40568
A05698 | AEROSOL GENERATORMEDIXECONONEB | AEROSOL GENERATOR | MEDIX | ECONONEB | 2001EC16604 | AEROSOL GENERATOR | WYMEDICAL | DARETON | DARETON, PRIMARY HEALTH |  | 0 | 37265
A05699 | OXYGEN MONITORMAXTECMAXO2ME | OXYGEN MONITOR | MAXTEC | MAXO2ME | VG58689008 | OXYGEN MONITOR | FISHER & PAYKEL HEALTHCARE | BROKEN HILL | BHHS, OBU |  | 0 | 40592
A05700 | TELEVISION SET, HOSPITALPALSONICTFTV4932LED | TELEVISION SET, HOSPITAL | PALSONIC | TFTV4932LED | 100319HDD00996 | TV | RETRAVISION | BROKEN HILL | BHHS |  | 0 | 40562
A05701 | CHOLESTEROL KIT, TOTALCHOLESTECH CORPORATIONLDX | CHOLESTEROL KIT, TOTAL | CHOLESTECH CORPORATION | LDX | AA81169 |  |  | WHITE CLIFFS | WHITE CLIFFS |  | 0 | 40597
A05702 | CHOLESTEROL KIT, TOTALCHOLESTECH CORPORATIONSKGGS010/B | CHOLESTEROL KIT, TOTAL | CHOLESTECH CORPORATION | SKGGS010/B | C052901558 |  |  | WHITE CLIFFS | WHITE CLIFFS |  | 0 | 40597
A05703 | ANALYSER, POINT-OF-CARE, WHOLE BLOOD, COAGULATIONAXIS-SHIELDAS100 ANALYZER | ANALYSER, POINT-OF-CARE, WHOLE BLOOD, COAGULATION | AXIS-SHIELD | AS100 ANALYZER | AS0009589 |  |  | WHITE CLIFFS | WHITE CLIFFS | WHITE CLIFFS | 0 | 40597
A05705BAT | BATTERY, MEDICAL DEVICEPHILIPS MEDICAL SYSTEMSM4605A | BATTERY, MEDICAL DEVICE | PHILIPS MEDICAL SYSTEMS | M4605A |  |  | PHILIPS HEALTHCARE | BROKEN HILL | BHHS, THEATRE | BHHS, THEATRE | 0 | 41394
A05711 | SPHYGMOMANOMETER, ANEROIDRIESTERBIG BEN | SPHYGMOMANOMETER, ANEROID | RIESTER | BIG BEN |  | SPHYGMOMANOMETERS, ANEROID | ECOMED | BROKEN HILL | BHHS, SPECIALIST CLINIC |  | 0 | 40561
A05712 | TRANSFORMER, ISOLATIONTORTECHMT-240-500 | TRANSFORMER, ISOLATION | TORTECH | MT-240-500 |  | ISOLATION TRANSFORMER | TORTECH | BROKEN HILL | BHHS, THEATRE |  | 600 | 40583
A05713 | BED, ELECTRICALRICK MANUFACTURING3000 | BED, ELECTRIC | ALRICK MANUFACTURING | 3000 | 02726 |  |  | BROKEN HILL | BHHS, SURGICAL | SU12 | 0 | 40583
A05718 | TELEVISION SETSAMSUNGLA19C350D1D | TELEVISION SET | SAMSUNG | LA19C350D1D | NE8T3MKZC00446H | TV | ACETEK SYSTEMS | BROKEN HILL | BHHS, RENAL DIALYSIS |  | 0 | 40584
A05719 | TELEVISION SETSAMSUNGLA19C350D1D | TELEVISION SET | SAMSUNG | LA19C350D1D | NE8T3MKZC00449W | TV | ACETEK SYSTEMS | BROKEN HILL | BHHS, RENAL DIALYSIS |  | 0 | 40584
A05720 | TELEVISION SETSAMSUNGLA19C350D1D | TELEVISION SET | SAMSUNG | LA19C350D1D | NE8T3MKZC00444F | TV | ACETEK SYSTEMS | BROKEN HILL | BHHS, RENAL DIALYSIS |  | 0 | 40584
A05721 | TELEVISION SETSAMSUNGLA19C350D1D | TELEVISION SET | SAMSUNG | LA19C350D1D | NE8T3MKZC00004W | TV | ACETEK SYSTEMS | BROKEN HILL | BHHS, RENAL DIALYSIS |  | 0 | 40584
A05722 | TELEVISION SETSAMSUNGLA19C350D1D | TELEVISION SET | SAMSUNG | LA19C350D1D |  | TV | ACETEK SYSTEMS | BROKEN HILL | BHHS, RENAL DIALYSIS |  | 0 | 40584
A05723 | TELEVISION SETSAMSUNGLA19C350D1D | TELEVISION SET | SAMSUNG | LA19C350D1D |  | TV | ACETEK SYSTEMS | BROKEN HILL | BHHS |  | 0 | 40584
A05724 | TELEVISION SETSAMSUNGLA19C350D1D | TELEVISION SET | SAMSUNG | LA19C350D1D | NE8T3MKZC00005V | TV | ACETEK SYSTEMS | BROKEN HILL | BHHS |  | 0 | 40584
A05725 | TELEVISION SETSAMSUNGLA19C350D1D | TELEVISION SET | SAMSUNG | LA19C350D1D | NE8T3MKZC00458R | TV | ACETEK SYSTEMS | BROKEN HILL | BHHS |  | 0 | 40584
A05726 | TELEVISION SETSAMSUNGLA19C350D1D | TELEVISION SET | SAMSUNG | LA19C350D1D | NE8T3MKZC00007T | TV | ACETEK SYSTEMS | BROKEN HILL | BHHS |  | 0 | 40584
A05727 | TELEVISION SETSAMSUNGLA19C350D1D | TELEVISION SET | SAMSUNG | LA19C350D1D | NE8T3MKZC00008B | TV | ACETEK SYSTEMS | BROKEN HILL | BHHS |  | 0 | 40584
A05728 | TELEVISION SETSAMSUNGLA19C350D1D | TELEVISION SET | SAMSUNG | LA19C350D1D | NE8T3MKZC00001H | TV | ACETEK SYSTEMS | BROKEN HILL | BHHS |  | 0 | 40584
A05729 | TELEVISION SET, HOSPITALPALSONICTFTV4932LED | TELEVISION SET, HOSPITAL | PALSONIC | TFTV4932LED | 100619HDD00935 | TV | RETRAVISION | BROKEN HILL | BHHS |  | 0 | 40585
A05731 | HEADFRAME, STEREOTACTICVOROTEKVOROTEC | HEADFRAME, STEREOTACTIC | VOROTEK | VOROTEC |  | BINOCULAR MICROSCOPE HEADSET |  | BROKEN HILL | BHHS, A&E | BHHS, A&E | 1295 | 40599
A05732 | TRANSFORMER, ISOLATIONTORTECHMT-240-500 | TRANSFORMER, ISOLATION | TORTECH | MT-240-500 |  | ISOLATION TRANSFORMER | TORTECH | BROKEN HILL | BHHS, THEATRE |  | 600 | 40585
A05733 | TRANSFORMER, ISOLATIONTORTECHMT-240-500 | TRANSFORMER, ISOLATION | TORTECH | MT-240-500 |  | ISOLATION TRANSFORMER | TORTECH | BROKEN HILL | BHHS, THEATRE |  | 600 | 40585
A05734 | TRANSFORMER, ISOLATIONTORTECHMT-240-500 | TRANSFORMER, ISOLATION | TORTECH | MT-240-500 |  | ISOLATION TRANSFORMER | TORTECH | BROKEN HILL | BHHS, THEATRE |  | 600 | 40585
A05735 | ALCOHOL BREATH ANALYSERDRAGERALCOTEST 6510 | ALCOHOL BREATH ANALYSER | DRAGER | ALCOTEST 6510 | ARCA-0434 |  | DRAGER | BROKEN HILL | BHHS, A&E |  | 0 | 40602
A05736 | OXYGEN MONITORMAXTECMAXO2ME | OXYGEN MONITOR | MAXTEC | MAXO2ME | VG58689009 | OXYGEN MONITOR | FISHER & PAYKEL HEALTHCARE | BROKEN HILL | BHHS, OBU |  | 0 | 40592
A05741 | BODY PROTECTED AREABODY PROTECTED | BODY PROTECTED AREA |  | BODY PROTECTED |  | RCD 1 CIRCUIT 3E- 7, RCD 2 CIRCUIT 3E- 9, RCD 3 CIRCUIT 3E- U4 |  | BALRANALD | BALRANALD, A&E | BED 2 | 0 | 40577
A05745 | BODY PROTECTED AREABODY PROTECTED | BODY PROTECTED AREA |  | BODY PROTECTED |  | RCD 3 CIRCUIT ?? - ? |  | BALRANALD | BALRANALD | RENAL | 0 | 40577
A05746 | BODY PROTECTED AREABODY PROTECTED | BODY PROTECTED AREA |  | BODY PROTECTED |  | RCD 4 CIRCUIT ?? - ? |  | BALRANALD | BALRANALD | RENAL | 0 | 40577
A05747 | BODY PROTECTED AREABODY PROTECTED | BODY PROTECTED AREA |  | BODY PROTECTED |  | RCD 1 CIRCUIT 2 - 20 |  | BALRANALD | BALRANALD, AGED CARE | BATHROOM | 0 | 40577
A05748 | SPIROMETER, DIAGNOSTICNDD MEDICAL TECHNOLOGIES2001 | SPIROMETER, DIAGNOSTIC | NDD MEDICAL TECHNOLOGIES | 2001 | 47213/2003 | EASYONE | NICHE MEDICAL | BALRANALD | BALRANALD, COMMUNITY HEALTH |  | 2823 | 40282
A05753 | WARMER, RADIANT, INFANTFISHER & PAYKELIW920AEA | WARMER, RADIANT, INFANT | FISHER & PAYKEL | IW920AEA | 120528000652 | MANUAL MOBILE INFANT WARMER | FISHER & PAYKEL HEALTHCARE | WHITE CLIFFS | WHITE CLIFFS |  | 6250 | 41088
A05763 | INFUSION PUMP, SYRINGECAESAREA MEDICAL ELECTRONICS LTDNIKI T34 | INFUSION PUMP, SYRINGE | CAESAREA MEDICAL ELECTRONICS LTD | NIKI T34 | S24704 | BIOMED LOAN UNIT | REM SYSTEMS | BROKEN HILL | BHHS, BIOMEDICAL | BI01 | 0 | 40219
A05765 | INFUSION PUMP, SYRINGECAESAREA MEDICAL ELECTRONICS LTDNIKI T34 | INFUSION PUMP, SYRINGE | CAESAREA MEDICAL ELECTRONICS LTD | NIKI T34 | S24703 | BIOMED LOAN UNIT | REM SYSTEMS | BROKEN HILL | BHHS, BIOMEDICAL | BI01 | 0 | 40219
A05766 | WARMER, RADIANT, INFANTFISHER & PAYKELIW920AEA | WARMER, RADIANT, INFANT | FISHER & PAYKEL | IW920AEA | 120726000857 | MANUAL MOBILE INFANT WARMER | FISHER & PAYKEL HEALTHCARE | MENINDEE | MENINDEE | MENINDEE | 6250 | 41213
A05768 | BED, ELECTRICLIFTCARE BED COMPANYPROTEAN 3 | BED, ELECTRIC | LIFTCARE BED COMPANY | PROTEAN 3 | PC10374 | HI LOW BED | HUMAN CARE AUSTRALIA | WENTWORTH | WENTWORTH, WARDS |  | 0 | 41218
A05769 | WARMER, RADIANT, INFANTFISHER & PAYKELIW920AEA | WARMER, RADIANT, INFANT | FISHER & PAYKEL | IW920AEA | 120726000858 | MANUAL MOBILE INFANT WARMER | FISHER & PAYKEL HEALTHCARE | WILCANNIA | WILCANNIA, A&E |  | 6250 | 41088
A05770 | WARMER, RADIANT, INFANTFISHER & PAYKELIW920AEA | WARMER, RADIANT, INFANT | FISHER & PAYKEL | IW920AEA | 120726000864 | MANUAL MOBILE INFANT WARMER | FISHER & PAYKEL HEALTHCARE | BALRANALD | BALRANALD | BALRANALD | 6250 | 41225
A05771 | ECG, MACHINEPHILIPS MEDICAL SYSTEMSTC50 | ECG, MACHINE | PHILIPS MEDICAL SYSTEMS | TC50 | CNO1204490 | ECG MACHINE | PHILIPS HEALTHCARE | BROKEN HILL | BHHS, PAEDIATRICS | BHHS, PAEDIATRICS | 10757 | 41227
A05771BAT | BATTERY, SECONDARYMASTER INSTRUMENTSDR202SH | BATTERY, SECONDARY | MASTER INSTRUMENTS | DR202SH | CCL18L04633 | TC50 BATTERY | MASTER INSTRUMENTS | BROKEN HILL | BHHS, PAEDIATRICS | BHHS, PAEDIATRICS | 78 | 43522
A05775 | BODY PROTECTED AREABODY PROTECTED | BODY PROTECTED AREA |  | BODY PROTECTED |  | RCD 1 CIRCUIT 1 - 26 |  | BALRANALD | BALRANALD, ACUTE CARE | ACUTE WARD ROOM 1 ENSUITE | 0 | 40577
A05776 | BODY PROTECTED AREABODY PROTECTED | BODY PROTECTED AREA |  | BODY PROTECTED |  | RCD1 4E-7, RCD3 4-29 |  | BALRANALD | BALRANALD, PRIMARY HEALTH | MEETING ROOM 1 | 0 | 40577
A05777 | WARMER, RADIANT, INFANTFISHER & PAYKELIW920AEA | WARMER, RADIANT, INFANT | FISHER & PAYKEL | IW920AEA | 120726000860 | MANUAL MOBILE INFANT WARMER | FISHER & PAYKEL HEALTHCARE | IVANHOE | IVANHOE | IVANHOE | 6250 | 41088
A05781 | TABLE, INSTRUMENT, POWERED, OPHTHALMIC | TABLE, INSTRUMENT, POWERED, OPHTHALMIC |  |  |  | SLIT LAMP TABLE |  | WILCANNIA | WILCANNIA |  | 0 | 41253
A05782 | SLIT LAMP, OPHTHALMIC | SLIT LAMP, OPHTHALMIC |  |  | 235000420705 | SLIT LAMP | INSIGHT OPTICS | WILCANNIA | WILCANNIA |  | 0 | 41253
A05791 | SCALE, BABYTANITABD-590 | SCALE, BABY | TANITA | BD-590 | 0101282 | BABY SCALES | WEDDERBURN SCALES | DARETON | DARETON, COMMUNITY HEALTH | DARETON, COMMUNITY HEALTH | 0 | 41312
A05792 | ANALYSER, POINT-OF-CARE, WHOLE BLOOD, COAGULATIONAXIS-SHIELDAS100 ANALYZER | ANALYSER, POINT-OF-CARE, WHOLE BLOOD, COAGULATION | AXIS-SHIELD | AS100 ANALYZER | AS0004523 |  |  | DARETON | DARETON, COMMUNITY HEALTH | DARETON, COMMUNITY HEALTH | 0 | 40597
A05793 | EXAMINATION LIGHTWELCH ALLYNGS300 | EXAMINATION LIGHT | WELCH ALLYN | GS300 |  | PATIENT EXAMINATION LIGHT | WELCH ALLYN AUSTRALIA | DARETON | DARETON, COMMUNITY HEALTH | DARETON, COMMUNITY HEALTH | 0 | 41312
A05796 | BED, ELECTRICAKRON THERAPY PRODUCTSA2232 | BED, ELECTRIC | AKRON THERAPY PRODUCTS | A2232 |  | EXAMINATION COUCH |  | DARETON | DARETON, COMMUNITY HEALTH | DARETON, COMMUNITY HEALTH | 0 | 41312
A05798 | BED, ELECTRICARJO HUNTLEIGHMINUET | BED, ELECTRIC | ARJO HUNTLEIGH | MINUET | RSMN00122 |  | ARJOHUNTLEIGH | BROKEN HILL | BHHS, PALIATIVE CARE |  | 0 | 38806
A05802 | BED, ELECTRIC 200KGALRICK MANUFACTURING6001 | BED, ELECTRIC 200KG | ALRICK MANUFACTURING | 6001 | 18437 | WARD BED ELECTRIC |  | BALRANALD | BALRANALD, ACUTE CARE | ACUTE WARD ROOM 4 | 0 | 41348
A05802BAT | BATTERY, SECONDARYLINAKLINAK BATTERY PACK 24V 1.3AH | BATTERY, SECONDARY | LINAK | LINAK BATTERY PACK 24V 1.3AH |  | LINAK BATTERY PACK 2 X 12V 1.3AH SLA BATTERY |  | BALRANALD | BALRANALD, ACUTE CARE | BALRANALD, ACUTE CARE | 0 | 42093
A05807 | ULTRASOUND UNIT, PHYSICAL THERAPYMETRON MEDICAL AUSTRVU270 | ULTRASOUND UNIT, PHYSICAL THERAPY | METRON MEDICAL AUSTR | VU270 | 12200697748 | VECTORSONIC |  | BALRANALD | BALRANALD, COMMUNITY HEALTH |  | 0 | 41367
A05808 | TABLE, PHYSICAL THERAPYMETRON MEDICAL AUSTRT8718 | TABLE, PHYSICAL THERAPY | METRON MEDICAL AUSTR | T8718 | 0910871844 |  |  | BALRANALD | BALRANALD, PRIMARY HEALTH | G.P. CONSULT 3 | 0 | 41372
A05810 | TABLE, PHYSICAL THERAPYMETRON MEDICAL AUSTRT8718 | TABLE, PHYSICAL THERAPY | METRON MEDICAL AUSTR | T8718 | 0211871826 |  |  | BALRANALD | BALRANALD, PRIMARY HEALTH | G.P. CONSULT 1 | 0
A05812 | INFUSION PUMP, GENERAL-PURPOSEHOSPIRAPLUM A+ | INFUSION PUMP, GENERAL-PURPOSE | HOSPIRA | PLUM A+ | 75464462 | INFUSION PUMP | HOSPIRA PTY LTD | BROKEN HILL | BHHS, ONCOLOGY | BD01 | 0 | 41332
A05812BAT | BATTERY, SECONDARYPANASONICLC-R064R5P | BATTERY, SECONDARY | PANASONIC | LC-R064R5P |  | BATTERY | MASTER INSTRUMENTS | BROKEN HILL | BHHS, ONCOLOGY | BHHS, ONCOLOGY | 0 | 42466
A05815 | INFUSION PUMP, GENERAL-PURPOSEHOSPIRAPLUM A+ | INFUSION PUMP, GENERAL-PURPOSE | HOSPIRA | PLUM A+ | 75464655 | INFUSION PUMP | HOSPIRA PTY LTD | BROKEN HILL | BHHS, ONCOLOGY | BD01 | 0 | 41332
A05815BAT | BATTERY, SECONDARYPANASONICLC-R064R5P | BATTERY, SECONDARY | PANASONIC | LC-R064R5P |  | BATTERY | MASTER INSTRUMENTS | BROKEN HILL | BHHS, ONCOLOGY | BHHS, ONCOLOGY | 0 | 42466
A05819 | ECG, MACHINEPHILIPS MEDICAL SYSTEMSTC50 | ECG, MACHINE | PHILIPS MEDICAL SYSTEMS | TC50 | CN21304903 | ECG MACHINE | PHILIPS HEALTHCARE | WHITE CLIFFS | WHITE CLIFFS, A&E | WHITE CLIFFS, A&E | 10757 | 41345
A05819BAT | BATTERY, SECONDARYMASTER INSTRUMENTSDR202SH | BATTERY, SECONDARY | MASTER INSTRUMENTS | DR202SH | CCL18L04745 | TC50 BATTERY | MASTER INSTRUMENTS | WHITE CLIFFS | WHITE CLIFFS, A&E | WHITE CLIFFS, A&E | 78 | 43523
A05821 | BED, HOSPITALSELECT MEDICAL EQUIPMENT | BED, HOSPITAL | SELECT MEDICAL EQUIPMENT |  | C4256 | ELECTRIC BED BATTERY OPERATION ONLY. BATTERY ONLY CHARGES WHEN REMOVED FROM BED AND CHARGED WITH PLUG PACK CHARGER. |  | IVANHOE | IVANHOE | EMERGENCY | 0 | 41346
A05822 | BATTERY CHARGER | BATTERY CHARGER |  |  |  | PLUG IN CHARGER PB 24V .5AMP FOR SELECT EMERGENCY BED A05821 |  | IVANHOE | IVANHOE | IVANHOE, A&E | 0 | 41346
A05823 | BATTERY, MEDICAL DEVICEDEWERTACCU AC 4.5 | BATTERY, MEDICAL DEVICE | DEWERT | ACCU AC 4.5 | H192699.0011 | BATTERY PACK 2 X 12V 5AH BATTERY | SELECT PATIENT CARE | IVANHOE | IVANHOE | EMERGENCY | 0 | 41346
A05824 | TEST INSTRUMENT, PROBEFISHER & PAYKEL900MR870 | TEST INSTRUMENT, PROBE | FISHER & PAYKEL | 900MR870 |  | REFERENCE PROBE FOR MR870/HC550 | FISHER & PAYKEL HEALTHCARE | BROKEN HILL | BHHS, BIOMEDICAL | BI01 | 0 | 41347
A05825 | BATTERY, MEDICAL DEVICEDEWERTACCU AC 4.5 | BATTERY, MEDICAL DEVICE | DEWERT | ACCU AC 4.5 | H394298 0044 | BATTERY PACK 2 X 12V 5AH BATTERY | SELECT PATIENT CARE | IVANHOE | IVANHOE | EMERGENCY | 0 | 41346
A05826 | BATTERY PACKARJO HUNTLEIGHNEA 0100 - 083 | BATTERY PACK | ARJO HUNTLEIGH | NEA 0100 - 083 | BATCH NO 37060 | RECHARGABLE BATTERY PACK | ARJOHUNTLEIGH | BROKEN HILL | BHHS, SURGICAL |  | 0 | 39330
A05827 | BATTERY PACKARJO HUNTLEIGHNEA 0100 - 083 | BATTERY PACK | ARJO HUNTLEIGH | NEA 0100 - 083 | 0722-7192 | RECHARGABLE BATTERY PACK | ARJOHUNTLEIGH | BROKEN HILL | BHHS, MEDICAL |  | 0 | 39330
A05828 | SCALE, PRECISION, ELECTRONICRINSTRUMR310 | SCALE, PRECISION, ELECTRONIC | RINSTRUM | R310 | 3303312 | LOADCELL S/N 1-S40A/1T-1 | ACCUWEIGH | BROKEN HILL | BHHS, BIOMEDICAL | BI01 | 0 | 41358
A05829 | PULSE OXIMETERMASIMORAD 5 | PULSE OXIMETER | MASIMO | RAD 5 | N56003 | RAD-5 | MASIMO AUSTRALIA PTY LTD | MENINDEE | MENINDEE, A&E |  | 1100 | 41360
A05830 | TABLE, EXAMINATION/TREATMENTDALCROSS1243EB | TABLE, EXAMINATION/TREATMENT | DALCROSS | 1243EB | A05830 | HI-LO EXAM COUCH 3 SECTION 3 MOTOR | DALCROSS PRODUCTS PTY LTD | BROKEN HILL | BHHS, ONCOLOGY |  | 2545 | 41366
A05831 | ECG, MACHINEPHILIPS MEDICAL SYSTEMSTC50 | ECG, MACHINE | PHILIPS MEDICAL SYSTEMS | TC50 | CN21304889 | ECG MACHINE | PHILIPS HEALTHCARE | IVANHOE | IVANHOE | EMERGENCY | 10757 | 41369
A05836 | COMPRESSION UNIT, SEQUENTIALCOVIDIEN700 SERIES | COMPRESSION UNIT, SEQUENTIAL | COVIDIEN | 700 SERIES | V1301005SX | COMPRESSION SYSTEM | MEDTRONIC COVIDIEN | BROKEN HILL | BHHS, OBU | BHHS, OBU | 0 | 41372
A05837 | COMPRESSION UNIT, SEQUENTIALCOVIDIEN700 SERIES | COMPRESSION UNIT, SEQUENTIAL | COVIDIEN | 700 SERIES | V1300987SX | COMPRESSION SYSTEM | MEDTRONIC COVIDIEN | BROKEN HILL | BHHS, THEATRE | BHHS, THEATRE | 0 | 41372
A05838 | COMPRESSION UNIT, SEQUENTIALCOVIDIEN700 SERIES | COMPRESSION UNIT, SEQUENTIAL | COVIDIEN | 700 SERIES | V1301060SX | COMPRESSION SYSTEM | MEDTRONIC COVIDIEN | BROKEN HILL | BHHS, THEATRE | BHHS, THEATRE | 0 | 41372
A05841 | COMPRESSION UNIT, SEQUENTIALCOVIDIEN700 SERIES | COMPRESSION UNIT, SEQUENTIAL | COVIDIEN | 700 SERIES | V1300999SX | COMPRESSION SYSTEM | MEDTRONIC COVIDIEN | BROKEN HILL | BHHS, SURGICAL | BHHS, SURGICAL | 0 | 41372
A05842 | COMPRESSION UNIT, SEQUENTIALCOVIDIEN700 SERIES | COMPRESSION UNIT, SEQUENTIAL | COVIDIEN | 700 SERIES | V1300986SX | COMPRESSION SYSTEM | MEDTRONIC COVIDIEN | BROKEN HILL | BHHS, SURGICAL | BHHS, SURGICAL | 0 | 41372
A05843 | COMPRESSION UNIT, SEQUENTIALCOVIDIEN700 SERIES | COMPRESSION UNIT, SEQUENTIAL | COVIDIEN | 700 SERIES | V1300998SX | COMPRESSION SYSTEM | MEDTRONIC COVIDIEN | BROKEN HILL | BHHS, SURGICAL | BHHS, SURGICAL | 0 | 41372
A05844 | COMPRESSION UNIT, SEQUENTIALCOVIDIEN700 SERIES | COMPRESSION UNIT, SEQUENTIAL | COVIDIEN | 700 SERIES | V1301051SX | COMPRESSION SYSTEM | MEDTRONIC COVIDIEN | BROKEN HILL | BHHS, ICU/CCU | BHHS, ICU/CCU | 0 | 41372
A05845 | COMPRESSION UNIT, SEQUENTIALCOVIDIEN700 SERIES | COMPRESSION UNIT, SEQUENTIAL | COVIDIEN | 700 SERIES | V1301049SX | COMPRESSION SYSTEM | MEDTRONIC COVIDIEN | BROKEN HILL | BHHS, ICU/CCU | BHHS, ICU/CCU | 0 | 41372
A05846 | COMPRESSION UNIT, SEQUENTIALCOVIDIEN700 SERIES | COMPRESSION UNIT, SEQUENTIAL | COVIDIEN | 700 SERIES | V1301024SX | COMPRESSION SYSTEM | MEDTRONIC COVIDIEN | BROKEN HILL | BHHS, ICU/CCU | BHHS, ICU/CCU | 0 | 41372
A05848 | AEROSOL GENERATORMEDICAL INDUSTRIES AAERO-NEB | AEROSOL GENERATOR | MEDICAL INDUSTRIES A | AERO-NEB | 11AE33 0332 | AEROSOL GENERATOR | COUNTRY CARE | BROKEN HILL | BHHS, PALIATIVE CARE | BHHS, PALIATIVE CARE | 195 | 41373
A05849 | AEROSOL GENERATORMEDICAL INDUSTRIES AAERO-NEB | AEROSOL GENERATOR | MEDICAL INDUSTRIES A | AERO-NEB |  | AEROSOL GENERATOR | COUNTRY CARE | BROKEN HILL | BHHS, PALIATIVE CARE | BHHS, PALIATIVE CARE | 195 | 41373
A05850 | AEROSOL GENERATORMEDICAL INDUSTRIES AAERO-NEB | AEROSOL GENERATOR | MEDICAL INDUSTRIES A | AERO-NEB | 11AE33 0335 | AEROSOL GENERATOR | COUNTRY CARE | BROKEN HILL | BHHS, PALIATIVE CARE | BHHS, PALIATIVE CARE | 195 | 41373
A05851 | AEROSOL GENERATORMEDICAL INDUSTRIES AAERO-NEB | AEROSOL GENERATOR | MEDICAL INDUSTRIES A | AERO-NEB |  | AEROSOL GENERATOR | COUNTRY CARE | BROKEN HILL | BHHS, PALIATIVE CARE | BHHS, PALIATIVE CARE | 195 | 41373
A05852 | OPHTHALMOSCOPE, PANOPTICWELCH ALLYN71943 | OPHTHALMOSCOPE, PANOPTIC | WELCH ALLYN | 71943 |  | CHARGING STAND | WELCH ALLYN AUSTRALIA | MENINDEE | MENINDEE, A&E |  | 170 | 40497
A05854 | MIXER, DENTAL, AMALGAMSDIULTRAMAT 2 | MIXER, DENTAL, AMALGAM | SDI | ULTRAMAT 2 | 89891 | AMALGAMATOR | SDI LIMITED | TIBOOBURRA | TIBOOBURRA |  | 0
A05856 | MODULE, PATIENT MONITORING SYSTEM, MULTIFUNCTIONPHILIPS MEDICAL SYSTEMSM3001A | MODULE, PATIENT MONITORING SYSTEM, MULTIFUNCTION | PHILIPS MEDICAL SYSTEMS | M3001A | DE9070BFZ4 | MULTIMEASUREMENT SERVER | PHILIPS HEALTHCARE | WILCANNIA | WILCANNIA, A&E | WILCANNIA, A&E | 5043 | 41387
A05860 | TEST INSTRUMENT, REFERENCE STANDARDFISHER & PAYKEL900MR548 | TEST INSTRUMENT, REFERENCE STANDARD | FISHER & PAYKEL | 900MR548 |  | TEST KEYS, 34.5DEG C & 41DEG C | FISHER & PAYKEL HEALTHCARE | BROKEN HILL | BHHS, BIOMEDICAL | BI01 | 0 | 41403
A05871 | OXYGEN CONCENTRATORPHILIPS RESPIRONICSSIMPLYGO | OXYGEN CONCENTRATOR | PHILIPS RESPIRONICS | SIMPLYGO | 0003854 | PORTABLE OXYGEN CONCENTRATOR | PHILIPS RESPIRONICS AUSTRALIA | BROKEN HILL | BHHS, PALIATIVE CARE |  | 4599 | 41431
A05872 | BATTERY, SECONDARYPHILIPS RESPIRONICS4ICR19/65-3 | BATTERY, SECONDARY | PHILIPS RESPIRONICS | 4ICR19/65-3 | DC0107858 | SIMPLYGO RECHARGABLE BATTERY PACK | AIR LIQUIDE HEALTHCARE | BROKEN HILL | BHHS, PALIATIVE CARE |  | 295 | 41431
A05873 | BATTERY, SECONDARYPHILIPS RESPIRONICS4ICR19/65-3 | BATTERY, SECONDARY | PHILIPS RESPIRONICS | 4ICR19/65-3 | DC0110133 | SIMPLYGO RECHARGABLE BATTERY PACK | AIR LIQUIDE HEALTHCARE | BROKEN HILL | BHHS, PALIATIVE CARE |  | 295 | 41431
A05877 | PHYSIOLOGIC MONITORING SYSTEMWELCH ALLYN802LTOS | PHYSIOLOGIC MONITORING SYSTEM | WELCH ALLYN | 802LTOS | KA026925 | PROPAQ LT | WELCH ALLYN AUSTRALIA | IVANHOE | IVANHOE, A&E | EMERGENCY | 0 | 41438
A05877BAT | BATTERY, SECONDARYMASTER INSTRUMENTSMB739 | BATTERY, SECONDARY | MASTER INSTRUMENTS | MB739 |  | WELCH ALLYN PROPAQ LT INSERT PACKS | MASTER INSTRUMENTS | IVANHOE | IVANHOE | IVANHOE | 23.3 | 42510
A05878 | POWER SUPPLY, CHARGER UNITWELCH ALLYN007-0164-00 | POWER SUPPLY, CHARGER UNIT | WELCH ALLYN | 007-0164-00 | KL019496 | PROPAQ LT CHARGING CRADLE | WELCH ALLYN AUSTRALIA | IVANHOE | IVANHOE, A&E | EMERGENCY | 0 | 41438
A05880 | INCUBATOR, INFANT, STATIONARYATOMRABEE INCU I | INCUBATOR, INFANT, STATIONARY | ATOM | RABEE INCU I | 2350376 | BABY INCUBATOR | PARKER HEALTHCARE | BROKEN HILL | BHHS, OBU | OB28 | 19278.6 | 41444
A05881 | TROLLEY, ELECTROMECHANICAL DEVICEATOMHI - LO STAND | TROLLEY, ELECTROMECHANICAL DEVICE | ATOM | HI - LO STAND | 22Y0538 | INCUBATOR TROLLEY ELECTRIC | PARKER HEALTHCARE | BROKEN HILL | BHHS, OBU | OB28 | 0 | 41444
A05882 | DEFIBRILLATOR/MONITOR, PACEMAKERPHYSIO-CONTROL INC.V15-2-001005 | DEFIBRILLATOR/MONITOR, PACEMAKER | PHYSIO-CONTROL INC. | V15-2-001005 | 41431522 | LIFEPAK 15 | PHYSIO CONTROL AUSTRALIA | MENINDEE | MENINDEE | MENINDEE | 13240 | 41451
A05885 | POWER SUPPLY, GENERAL-PURPOSEPHYSIO-CONTROL INC.3303483-002 | POWER SUPPLY, GENERAL-PURPOSE | PHYSIO-CONTROL INC. | 3303483-002 | 020052 | LIFEPAK 15 AC POWER ADAPTER | PHYSIO CONTROL AUSTRALIA | BROKEN HILL | BHHS, A&E | BHHS, A&E | 0 | 41452
A05886 | DEFIBRILLATOR/MONITOR, PACEMAKERPHYSIO-CONTROL INC.V15-2-001005 | DEFIBRILLATOR/MONITOR, PACEMAKER | PHYSIO-CONTROL INC. | V15-2-001005 | 41431696 | LIFEPAK 15 | PHYSIO CONTROL AUSTRALIA | BALRANALD | BALRANALD, A&E | BALRANALD, A&E | 13240 | 41456
A05887 | POWER SUPPLY, GENERAL-PURPOSEPHYSIO-CONTROL INC.3303483-002 | POWER SUPPLY, GENERAL-PURPOSE | PHYSIO-CONTROL INC. | 3303483-002 | 019434 | LIFEPAK 15 AC POWER ADAPTER | PHYSIO CONTROL AUSTRALIA | BALRANALD | BALRANALD, A&E | BALRANALD, A&E | 0 | 41456
A05890 | DEFIBRILLATOR/MONITOR, PACEMAKERPHYSIO-CONTROL INC.V15-2-001005 | DEFIBRILLATOR/MONITOR, PACEMAKER | PHYSIO-CONTROL INC. | V15-2-001005 | 41429917 | LIFEPAK 15 | PHYSIO CONTROL AUSTRALIA | BROKEN HILL | BHHS, ICU/CCU | PASSAGE | 13400 | 41456
A05891 | POWER SUPPLY, GENERAL-PURPOSEPHYSIO-CONTROL INC.3303483-002 | POWER SUPPLY, GENERAL-PURPOSE | PHYSIO-CONTROL INC. | 3303483-002 | 020055 | LIFEPAK 15 AC POWER ADAPTER | PHYSIO CONTROL AUSTRALIA | BROKEN HILL | BHHS, BIOMEDICAL | BROKEN HILL BIOMEDICAL | 13400 | 41456
A05894 | LIGHT, EXAMINATIONWELCH ALLYNLS-150 | LIGHT, EXAMINATION | WELCH ALLYN | LS-150 | 0807 |  |  | TIBOOBURRA | TIBOOBURRA | CORRIDOR | 0 | 41458
A05895 | LIFT, PATIENT TRANSFER, MOBILEINVACAREOMEGA 300EE | LIFT, PATIENT TRANSFER, MOBILE | INVACARE | OMEGA 300EE | 114186 |  | PROMED | BROKEN HILL | BHHS, SUB ACUTE REHAB | SUB ACUTE REHAB | 0 | 41465
A05896 | LIFT, PATIENT TRANSFER, MOBILEARJO HUNTLEIGHSARA 3000 | LIFT, PATIENT TRANSFER, MOBILE | ARJO HUNTLEIGH | SARA 3000 | PO169442 | SARA 3000 PATIENT LIFTER | ARJOHUNTLEIGH | BROKEN HILL | BHHS, SUB ACUTE REHAB | SUB ACUTE REHAB | 5068 | 41464
A05897 | BATTERY CHARGERLINAKCHJ20000020J011 | BATTERY CHARGER | LINAK | CHJ20000020J011 |  |  |  | BROKEN HILL | BHHS, SUB ACUTE REHAB | SUB ACUTE REHAB | 0 | 41465
A05898 | BATTERY PACKLINAKBAJ100000011 | BATTERY PACK | LINAK | BAJ100000011 |  | BATTERY PACK | LINAK | BROKEN HILL | BHHS, SUB ACUTE REHAB | SUB ACUTE REHAB | 0 | 41465
A05901 | BATTERY CHARGERARJO HUNTLEIGHHMX987 | BATTERY CHARGER | ARJO HUNTLEIGH | HMX987 | ES1209432222 |  | ARJO HUNTLEIGH | BROKEN HILL | BHHS, SUB ACUTE REHAB | SUB ACUTE REHAB | 0 | 41466
A05902 | BED, OBESE PERSON, ELECTRICALLY-POWEREDARJO HUNTLEIGHCONTOURA C 1000 | BED, OBESE PERSON, ELECTRICALLY-POWERED | ARJO HUNTLEIGH | CONTOURA C 1000 | PO175368 |  | ARJOHUNTLEIGH | BROKEN HILL | BHHS, SUB ACUTE REHAB | RH120 | 15500 | 41466
A05903 | BED, OBESE PERSON, ELECTRICALLY-POWEREDARJO HUNTLEIGHCONTOURA C 1000 | BED, OBESE PERSON, ELECTRICALLY-POWERED | ARJO HUNTLEIGH | CONTOURA C 1000 | PO175369 |  | ARJOHUNTLEIGH | BROKEN HILL | BHHS, SUB ACUTE REHAB | RH122 | 15500 | 41466
A05904 | BED, GENERAL-PURPOSE, ELECTRICALLY-POWEREDARJO HUNTLEIGHENTERPRISE 8000 | BED, GENERAL-PURPOSE, ELECTRICALLY-POWERED | ARJO HUNTLEIGH | ENTERPRISE 8000 | PO169978 |  | ARJOHUNTLEIGH | BROKEN HILL | BHHS, SUB ACUTE REHAB | RH128 | 2900 | 41466
A05904BATT | BATTERY, SECONDARYLINAKBA2016-0200-000 | BATTERY, SECONDARY | LINAK | BA2016-0200-000 |  | BATTERY PACK (MB514A) | LINAK | BROKEN HILL | BHHS, SUB ACUTE REHAB | SUB ACUTE REHAB | 112.5 | 43986
A05905 | BED, GENERAL-PURPOSE, ELECTRICALLY-POWEREDARJO HUNTLEIGHENTERPRISE 8000 | BED, GENERAL-PURPOSE, ELECTRICALLY-POWERED | ARJO HUNTLEIGH | ENTERPRISE 8000 | PO148855 |  | ARJOHUNTLEIGH | BROKEN HILL | BHHS, SUB ACUTE REHAB | RH130 | 2900 | 41466
A05905BATT | BATTERY, SECONDARYLINAKBA2016-0200-000 | BATTERY, SECONDARY | LINAK | BA2016-0200-000 |  | BATTERY PACK (MB514A) | LINAK | BROKEN HILL | BHHS, SUB ACUTE REHAB | SUB ACUTE REHAB | 112.5 | 43986
A05906 | BED, GENERAL-PURPOSE, ELECTRICALLY-POWEREDARJO HUNTLEIGHENTERPRISE 8000 | BED, GENERAL-PURPOSE, ELECTRICALLY-POWERED | ARJO HUNTLEIGH | ENTERPRISE 8000 | PO165058 |  | ARJOHUNTLEIGH | BROKEN HILL | BHHS, SUB ACUTE REHAB | RH135 | 2900 | 41466
A05906BATT | BATTERY, SECONDARYLINAKBA2016-0200-000 | BATTERY, SECONDARY | LINAK | BA2016-0200-000 |  | BATTERY PACK (MB514A) | LINAK | BROKEN HILL | BHHS, SUB ACUTE REHAB | SUB ACUTE REHAB | 112.5 | 43986
A05907 | BED, GENERAL-PURPOSE, ELECTRICALLY-POWEREDARJO HUNTLEIGHENTERPRISE 8000 | BED, GENERAL-PURPOSE, ELECTRICALLY-POWERED | ARJO HUNTLEIGH | ENTERPRISE 8000 | PO169984 |  | ARJOHUNTLEIGH | BROKEN HILL | BHHS, SUB ACUTE REHAB | RH137 | 2900 | 41466
A05907BATT | BATTERY, SECONDARYLINAKBA2016-0200-000 | BATTERY, SECONDARY | LINAK | BA2016-0200-000 |  | BATTERY PACK (MB514A) | LINAK | BROKEN HILL | BHHS, SUB ACUTE REHAB | SUB ACUTE REHAB | 112.5 | 43986
A05908 | BED, GENERAL-PURPOSE, ELECTRICALLY-POWEREDARJO HUNTLEIGHENTERPRISE 8000 | BED, GENERAL-PURPOSE, ELECTRICALLY-POWERED | ARJO HUNTLEIGH | ENTERPRISE 8000 | PO169985 |  | ARJOHUNTLEIGH | BROKEN HILL | BHHS, SUB ACUTE REHAB | RH140 | 2900 | 41466
A05908BATT | BATTERY, SECONDARYLINAKBA2016-0200-000 | BATTERY, SECONDARY | LINAK | BA2016-0200-000 |  | BATTERY PACK (MB514A) | LINAK | BROKEN HILL | BHHS, SUB ACUTE REHAB | SUB ACUTE REHAB | 112.5 | 43986
A05909 | BED, GENERAL-PURPOSE, ELECTRICALLY-POWEREDARJO HUNTLEIGHENTERPRISE 8000 | BED, GENERAL-PURPOSE, ELECTRICALLY-POWERED | ARJO HUNTLEIGH | ENTERPRISE 8000 | PO148876 | ROOM 8 | ARJOHUNTLEIGH | BROKEN HILL | BHHS, SUB ACUTE REHAB | RH142 | 2900 | 41466
A05909BATT | BATTERY, SECONDARYLINAKBA2016-0200-000 | BATTERY, SECONDARY | LINAK | BA2016-0200-000 |  | BATTERY PACK (MB514A) | LINAK | BROKEN HILL | BHHS, SUB ACUTE REHAB | SUB ACUTE REHAB | 112.5 | 43986
A05910 | BED, GENERAL-PURPOSE, ELECTRICALLY-POWEREDARJO HUNTLEIGHENTERPRISE 8000 | BED, GENERAL-PURPOSE, ELECTRICALLY-POWERED | ARJO HUNTLEIGH | ENTERPRISE 8000 | PO169983 |  | ARJOHUNTLEIGH | BROKEN HILL | BHHS, SUB ACUTE REHAB | RH144 | 2900 | 41466
A05910BATT | BATTERY, SECONDARYLINAKBA2016-0200-000 | BATTERY, SECONDARY | LINAK | BA2016-0200-000 |  | BATTERY PACK (MB514A) | LINAK | BROKEN HILL | BHHS, SUB ACUTE REHAB | SUB ACUTE REHAB | 112.5 | 43986
A05911 | BED, GENERAL-PURPOSE, ELECTRICALLY-POWEREDARJO HUNTLEIGHENTERPRISE 8000 | BED, GENERAL-PURPOSE, ELECTRICALLY-POWERED | ARJO HUNTLEIGH | ENTERPRISE 8000 | PO148874 |  | ARJOHUNTLEIGH | BROKEN HILL | BHHS, SUB ACUTE REHAB | RH146 | 2900 | 41466
A05911BATT | BATTERY, SECONDARYLINAKBA2016-0200-000 | BATTERY, SECONDARY | LINAK | BA2016-0200-000 |  | BATTERY PACK (MB514A) | LINAK | BROKEN HILL | BHHS, SUB ACUTE REHAB | SUB ACUTE REHAB | 112.5 | 43986
A05912 | TABLE, EXAMINATION/TREATMENTHEALTHTECHEALTHTEC ECOEXAM54040 | TABLE, EXAMINATION/TREATMENT | HEALTHTEC | HEALTHTEC ECOEXAM54040 | 015192 |  |  | BROKEN HILL | BHHS, SUB ACUTE REHAB | RH152 | 0 | 41466
A05913 | EXAMINATION LIGHTHETEXAMINATION LAMP MAC130 | EXAMINATION LIGHT | HET | EXAMINATION LAMP MAC130 |  |  | H.E. TECHNICAL SERVICES PTY LTD | BROKEN HILL | BHHS, SUB ACUTE REHAB | RH152 | 0 | 41466
A05914 | LIFT, PATIENT TRANSFER, MOBILEGULDMANN552063 GH3+250 | LIFT, PATIENT TRANSFER, MOBILE | GULDMANN | 552063 GH3+250 | 71510 | ROOF MOUNTED, TRACK DRIVE, PATIENT LIFTER |  | BROKEN HILL | BHHS, SUB ACUTE REHAB | RH103 | 0 | 41466
A05915 | LIFT, PATIENT TRANSFER, MOBILEGULDMANN552049 GH3+350 | LIFT, PATIENT TRANSFER, MOBILE | GULDMANN | 552049 GH3+350 | 96672 | ROOF MOUNTED, TRACK DRIVE, PATIENT LIFTER |  | BROKEN HILL | BHHS, SUB ACUTE REHAB | RH120 | 0 | 41466
A05916 | LIFT, PATIENT TRANSFER, MOBILEGULDMANN552061 GH3+250 | LIFT, PATIENT TRANSFER, MOBILE | GULDMANN | 552061 GH3+250 | 96670 | ROOF MOUNTED, TRACK DRIVE, PATIENT LIFTER |  | BROKEN HILL | BHHS, SUB ACUTE REHAB | RH128 | 0 | 41466
A05917 | LIFT, PATIENT TRANSFER, MOBILEGULDMANN552049 GH3+350 | LIFT, PATIENT TRANSFER, MOBILE | GULDMANN | 552049 GH3+350 | 96671 | ROOF MOUNTED, TRACK DRIVE, PATIENT LIFTER |  | BROKEN HILL | BHHS, SUB ACUTE REHAB | RH122 | 0 | 41466
A05918 | LIFT, PATIENT TRANSFER, MOBILEGULDMANN552061 GH3+250 | LIFT, PATIENT TRANSFER, MOBILE | GULDMANN | 552061 GH3+250 | 96668 | ROOF MOUNTED, TRACK DRIVE, PATIENT LIFTER |  | BROKEN HILL | BHHS, SUB ACUTE REHAB | RH146 | 0 | 41466
A05919 | LIFT, PATIENT TRANSFER, MOBILEGULDMANN552061 GH3+250 | LIFT, PATIENT TRANSFER, MOBILE | GULDMANN | 552061 GH3+250 | 96669 | ROOF MOUNTED, TRACK DRIVE, PATIENT LIFTER |  | BROKEN HILL | BHHS, SUB ACUTE REHAB | RH144 | 0 | 41466
A05921 | BLADDER VOLUME MEASURING UNITVERATHONBVI 9400 | BLADDER VOLUME MEASURING UNIT | VERATHON | BVI 9400 | B4017102 | BLADDERSCAN | VERATHON MEDICAL (AUSTRALIA) | BROKEN HILL | BHHS, A&E | BHHS, A&E | 16495 | 41472
A05922 | BATTERY CHARGERVERATHON0570-0193 | BATTERY CHARGER | VERATHON | 0570-0193 | WO37634 | BATTERY CHARGER / WIRELESS HUB FOR A BLADDERSCAN BVI 9400 | VERATHON MEDICAL (AUSTRALIA) | BROKEN HILL | BHHS, A&E | BHHS, A&E | 0 | 41472
A05923 | BATTERY, MEDICAL DEVICEVERATHON0400-0066 | BATTERY, MEDICAL DEVICE | VERATHON | 0400-0066 |  | LITHIUM ION BATTERY | VERATHON MEDICAL (AUSTRALIA) | BROKEN HILL | BHHS, A&E | BHHS, A&E | 0 | 41472
A05924 | BATTERY, MEDICAL DEVICEVERATHON0400-0066 | BATTERY, MEDICAL DEVICE | VERATHON | 0400-0066 |  | LITHIUM ION BATTERY | VERATHON MEDICAL (AUSTRALIA) | BROKEN HILL | BHHS, A&E | BHHS, A&E | 0 | 41472
A05925 | DEFIBRILLATOR/MONITOR, PACEMAKERPHYSIO-CONTROL INC.V15-2-001005 | DEFIBRILLATOR/MONITOR, PACEMAKER | PHYSIO-CONTROL INC. | V15-2-001005 | 41431390 | LIFEPAK 15 | PHYSIO CONTROL AUSTRALIA | BROKEN HILL | BHHS, BIOMEDICAL | BI01 | 13240 | 41478
A05926 | POWER SUPPLY, GENERAL-PURPOSEPHYSIO-CONTROL INC.3303483-002 | POWER SUPPLY, GENERAL-PURPOSE | PHYSIO-CONTROL INC. | 3303483-002 | 019617 | LIFEPAK 15 AC POWER ADAPTER | PHYSIO CONTROL AUSTRALIA | IVANHOE | IVANHOE | IVANHOE, A&E | 0 | 41456
A05930 | POWER SUPPLY, GENERAL-PURPOSEPHYSIO-CONTROL INC.3303483-002 | POWER SUPPLY, GENERAL-PURPOSE | PHYSIO-CONTROL INC. | 3303483-002 | 019618 | LIFEPAK 15 AC POWER ADAPTER | PHYSIO CONTROL AUSTRALIA | TIBOOBURRA | TIBOOBURRA, A&E | TIBOOBURRA, A&E | 0 | 41456
A05933 | LIGHT, EXAMINATIONWELCH ALLYNGS EXAM LIGHT IV | LIGHT, EXAMINATION | WELCH ALLYN | GS EXAM LIGHT IV |  |  | WELCH ALLYN AUSTRALIA | BROKEN HILL | BHHS, OBU | BHHS, OBU | 1411.42 | 41478
A05934 | LIGHT, EXAMINATIONWELCH ALLYNGS EXAM LIGHT IV | LIGHT, EXAMINATION | WELCH ALLYN | GS EXAM LIGHT IV |  |  | WELCH ALLYN AUSTRALIA | BROKEN HILL | BHHS, SPECIALIST CLINIC | BHHS, SPECIALIST CLINIC | 1411.42 | 41478
A05935 | LIGHT, EXAMINATIONWELCH ALLYNGS EXAM LIGHT IV | LIGHT, EXAMINATION | WELCH ALLYN | GS EXAM LIGHT IV |  |  | WELCH ALLYN AUSTRALIA | BROKEN HILL | BHHS, SEXUAL HEALTH | BHHS, SEXUAL HEALTH | 1411.42 | 41478
A05936 | VITAL SIGNS MONITORWELCH ALLYN6000 SERIES | VITAL SIGNS MONITOR | WELCH ALLYN | 6000 SERIES | 103001072813 | VITAL SIGNS MONITOR | WELCH ALLYN AUSTRALIA | BROKEN HILL | BHHS, ONCOLOGY | BD01 | 4273.12 | 41480
A05937 | BATTERY, SECONDARYWELCH ALLYNBATT99 | BATTERY, SECONDARY | WELCH ALLYN | BATT99 | 0314130780C | BATTERY PACK | WELCH ALLYN AUSTRALIA | BROKEN HILL | BHHS, ONCOLOGY | BD01 | 0 | 41479
A05938 | DEFIBRILLATOR/MONITOR, PACEMAKERPHYSIO-CONTROL INC.V15-2-001005 | DEFIBRILLATOR/MONITOR, PACEMAKER | PHYSIO-CONTROL INC. | V15-2-001005 | 41431417 | LIFEPAK 15 | PHYSIO CONTROL AUSTRALIA | WILCANNIA | WILCANNIA, A&E | WILCANNIA, A&E | 13240 | 41480
A05939 | POWER SUPPLY, GENERAL-PURPOSEPHYSIO-CONTROL INC.3303483-002 | POWER SUPPLY, GENERAL-PURPOSE | PHYSIO-CONTROL INC. | 3303483-002 | 019619 | LIFEPAK 15 AC POWER ADAPTER | PHYSIO CONTROL AUSTRALIA | TIBOOBURRA | TIBOOBURRA, A&E | TIBOOBURRA, A&E | 0 | 41480
A05942 | DEFIBRILLATOR/MONITOR, PACEMAKERPHYSIO-CONTROL INC.V15-2-001005 | DEFIBRILLATOR/MONITOR, PACEMAKER | PHYSIO-CONTROL INC. | V15-2-001005 | 41431607 | LIFEPAK 15 | PHYSIO CONTROL AUSTRALIA | TIBOOBURRA | TIBOOBURRA | TIBOOBURRA | 13240 | 41480
A05943 | POWER SUPPLY, GENERAL-PURPOSEPHYSIO-CONTROL INC.3303483-002 | POWER SUPPLY, GENERAL-PURPOSE | PHYSIO-CONTROL INC. | 3303483-002 | 019621 | LIFEPAK 15 AC POWER ADAPTER | PHYSIO CONTROL AUSTRALIA | WHITE CLIFFS | WHITE CLIFFS, A&E | WHITE CLIFFS, A&E | 0 | 41480
A05967 | CHAIR, EXAMINATION/TREATMENT, OPHTHALMICRIGHTMEDICAL1000-CH | CHAIR, EXAMINATION/TREATMENT, OPHTHALMIC | RIGHTMEDICAL | 1000-CH | 215-022 |  | DESIGNS FOR VISION | BROKEN HILL | BHHS, SPECIALIST CLINIC | PR51 | 0 | 41498
A05968 | CHAIR, EXAMINATION/TREATMENT, OPHTHALMICRIGHTMEDICAL1000-CH | CHAIR, EXAMINATION/TREATMENT, OPHTHALMIC | RIGHTMEDICAL | 1000-CH | 215-023 |  | DESIGNS FOR VISION | BROKEN HILL | BHHS, SPECIALIST CLINIC | PR49 | 0 | 41498
A05969 | CHART, EYE, VISUAL ACUITYEVANS INSTRUMENTS LTDEVANS 4 SIDED EYE CHART | CHART, EYE, VISUAL ACUITY | EVANS INSTRUMENTS LTD | EVANS 4 SIDED EYE CHART | 980889 | ELECTRONIC EYE CHART |  | BROKEN HILL | BHHS, SPECIALIST CLINIC | PR51 | 0 | 41498
A05970 | PHYSIOLOGIC MONITORING SYSTEMPHILIPS MEDICAL SYSTEMSM3002A | PHYSIOLOGIC MONITORING SYSTEM | PHILIPS MEDICAL SYSTEMS | M3002A | DE315D3756 | X2 MEASUREMENT SERVER | PHILIPS HEALTHCARE | BROKEN HILL | BHHS, THEATRE |  | 7700 | 41498
A05974 | POWER SUPPLY, UNINTERRUPTIBLEAPCSUA3000RMI2U | POWER SUPPLY, UNINTERRUPTIBLE | APC | SUA3000RMI2U | JS0541017284 | UPS | APC | BROKEN HILL | BHHS |  | 0
A05977 | LIGHT SOURCE, <SPECIFY>WELCH ALLYN790 SERIES | LIGHT SOURCE, <SPECIFY> | WELCH ALLYN | 790 SERIES | 20130510 | KLEENSPEC 790 SERIES CORDLESS ILLUMINATION SYSTEM | WELCH ALLYN AUSTRALIA | BROKEN HILL | BHHS, SPECIALIST CLINIC |  | 0 | 41528
A05978 | DEFIBRILLATOR/MONITOR, PACEMAKERPHYSIO-CONTROL INC.V15-2-001005 | DEFIBRILLATOR/MONITOR, PACEMAKER | PHYSIO-CONTROL INC. | V15-2-001005 | 41436748 | LIFEPAK 15 | PHYSIO CONTROL AUSTRALIA | WHITE CLIFFS | WHITE CLIFFS, A&E | WHITE CLIFFS, A&E | 13240 | 41456
A05979 | POWER SUPPLY, GENERAL-PURPOSEPHYSIO-CONTROL INC.3303483-002 | POWER SUPPLY, GENERAL-PURPOSE | PHYSIO-CONTROL INC. | 3303483-002 | 019616 | LIFEPAK 15 AC POWER ADAPTER | PHYSIO CONTROL AUSTRALIA | MENINDEE | MENINDEE, A&E | EMERGENCY (RM6) | 0 | 41456
A05982 | BATTERY PACKARJO HUNTLEIGHHMX991 | BATTERY PACK | ARJO HUNTLEIGH | HMX991 |  |  | KNK EQUIPMENT | BROKEN HILL | BHHS, SURGICAL | BHHS, SURGICAL | 0 | 41465
A05983 | BATTERY PACKARJO HUNTLEIGHHMX991 | BATTERY PACK | ARJO HUNTLEIGH | HMX991 |  |  | KNK EQUIPMENT | BROKEN HILL | BHHS, SURGICAL | BHHS, SURGICAL | 0 | 41465
A05985 | PODIATRY DRILL WITH DUST EXTRACTORBERCHTOLDS35 | PODIATRY DRILL WITH DUST EXTRACTOR | BERCHTOLD | S35 | 01425 | DRILL, PODIATRY | BRIGGATE MEDICAL COM | WENTWORTH | WENTWORTH, PODIATRY | PODIATRY ROOM | 0
A05986 | JAUNDICE METERM&B ELECTRONIC INSTRUMENTSMBJ20 | JAUNDICE METER | M&B ELECTRONIC INSTRUMENTS | MBJ20 | MBJ308407006A2 | NON INVASIVE JAUNDICE TESTER | JB MEDICAL SUPPLIES | BROKEN HILL | BHHS, OBU |  | 0 | 41547
A05987 | BATTERY, SECONDARYPHILIPS MEDICAL SYSTEMSM4607A | BATTERY, SECONDARY | PHILIPS MEDICAL SYSTEMS | M4607A |  | LITHIUM ION BATTERY X2 MMS BATTERY PACK |  | BROKEN HILL | BHHS, ICU/CCU |  | 200 | 41549
A05990 | SPECULUM, VAGINAL, REUSABLEWELCH ALLYNKLEENSPEC 790 SERIES | SPECULUM, VAGINAL, REUSABLE | WELCH ALLYN | KLEENSPEC 790 SERIES | 20130510 |  | WELCH ALLYN AUSTRALIA | BROKEN HILL | BHHS, OBU |  | 0 | 41550
A05992 | BODY PROTECTED AREABODY PROTECTED | BODY PROTECTED AREA |  | BODY PROTECTED |  | RCD 1 CIRCUIT DB-RHU - W4, RCD 11 CIRCUIT DB-RHU - B22 |  | BROKEN HILL | BHHS, SUB ACUTE REHAB | RH120 | 0 | 41563
A05993 | BODY PROTECTED AREABODY PROTECTED | BODY PROTECTED AREA |  | BODY PROTECTED |  | RCD 1 CIRCUIT DB-RHU - W4 |  | BROKEN HILL | BHHS, SUB ACUTE REHAB | RH121 | 0 | 41563
A05994 | BODY PROTECTED AREABODY PROTECTED | BODY PROTECTED AREA |  | BODY PROTECTED |  | RCD 2 CIRCUIT DB-RHU - B4 |  | BROKEN HILL | BHHS, SUB ACUTE REHAB | RH122 | 0 | 41563
A05995 | BODY PROTECTED AREABODY PROTECTED | BODY PROTECTED AREA |  | BODY PROTECTED |  | RCD 1 CIRCUIT DB-RHU - B4 |  | BROKEN HILL | BHHS, SUB ACUTE REHAB | RH123 | 0 | 41563
A05996 | BODY PROTECTED AREABODY PROTECTED | BODY PROTECTED AREA |  | BODY PROTECTED |  | RCD 3 CIRCUIT DB-RHU - R5 |  | BROKEN HILL | BHHS, SUB ACUTE REHAB | RH128 | 0 | 41563
A05997 | BODY PROTECTED AREABODY PROTECTED | BODY PROTECTED AREA |  | BODY PROTECTED |  | RCD 1 CIRCUIT DB-RHU - R5 |  | BROKEN HILL | BHHS, SUB ACUTE REHAB | RH129 | 0 | 41563
A05998 | BODY PROTECTED AREABODY PROTECTED | BODY PROTECTED AREA |  | BODY PROTECTED |  | RCD 4 CIRCUIT DB-RHU - W5 |  | BROKEN HILL | BHHS, SUB ACUTE REHAB | RH130 | 0 | 41563
A05999 | BODY PROTECTED AREABODY PROTECTED | BODY PROTECTED AREA |  | BODY PROTECTED |  | RCD 1 CIRCUIT DB-RHU - W5 |  | BROKEN HILL | BHHS, SUB ACUTE REHAB | RH131 | 0 | 41563
A06000 | BODY PROTECTED AREABODY PROTECTED | BODY PROTECTED AREA |  | BODY PROTECTED |  | RCD 5 CIRCUIT DB-RHU - B5 |  | BROKEN HILL | BHHS, SUB ACUTE REHAB | RH135 | 0 | 41563
A06001 | BODY PROTECTED AREABODY PROTECTED | BODY PROTECTED AREA |  | BODY PROTECTED |  | RCD 1 CIRCUIT DB-RHU - B5 |  | BROKEN HILL | BHHS, SUB ACUTE REHAB | RH136 | 0 | 41563
A06002 | BODY PROTECTED AREABODY PROTECTED | BODY PROTECTED AREA |  | BODY PROTECTED |  | RCD 6 CIRCUIT DB-RHU - R6 |  | BROKEN HILL | BHHS, SUB ACUTE REHAB | RH137 | 0 | 41563
A06003 | BODY PROTECTED AREABODY PROTECTED | BODY PROTECTED AREA |  | BODY PROTECTED |  | RCD 1 CIRCUIT DB-RHU - R6 |  | BROKEN HILL | BHHS, SUB ACUTE REHAB | RH138 | 0 | 41563
A06004 | BODY PROTECTED AREABODY PROTECTED | BODY PROTECTED AREA |  | BODY PROTECTED |  | RCD 7 CIRCUIT DB-RHU - W6 |  | BROKEN HILL | BHHS, SUB ACUTE REHAB | RH140 | 0 | 41563
A06005 | BODY PROTECTED AREABODY PROTECTED | BODY PROTECTED AREA |  | BODY PROTECTED |  | RCD 1 CIRCUIT DB-RHU - W6 |  | BROKEN HILL | BHHS, SUB ACUTE REHAB | RH141 | 0 | 41563
A06006 | BODY PROTECTED AREABODY PROTECTED | BODY PROTECTED AREA |  | BODY PROTECTED |  | RCD 8 CIRCUIT DB-RHU - B6 |  | BROKEN HILL | BHHS, SUB ACUTE REHAB | RH142 | 0 | 41563
A06007 | BODY PROTECTED AREABODY PROTECTED | BODY PROTECTED AREA |  | BODY PROTECTED |  | RCD 1 CIRCUIT DB-RHU - B6 |  | BROKEN HILL | BHHS, SUB ACUTE REHAB | RH143 | 0 | 41563
A06008 | BODY PROTECTED AREABODY PROTECTED | BODY PROTECTED AREA |  | BODY PROTECTED |  | RCD 9 CIRCUIT DB-RHU - R7 |  | BROKEN HILL | BHHS, SUB ACUTE REHAB | RH144 | 0 | 41563
A06009 | BODY PROTECTED AREABODY PROTECTED | BODY PROTECTED AREA |  | BODY PROTECTED |  | RCD 1 CIRCUIT DB-RHU - R7 |  | BROKEN HILL | BHHS, SUB ACUTE REHAB | RH145 | 0 | 41563
A06010 | BODY PROTECTED AREABODY PROTECTED | BODY PROTECTED AREA |  | BODY PROTECTED |  | RCD 10 CIRCUIT DB-RHU - W7 |  | BROKEN HILL | BHHS, SUB ACUTE REHAB | RH146 | 0 | 41563
A06011 | BODY PROTECTED AREABODY PROTECTED | BODY PROTECTED AREA |  | BODY PROTECTED |  | RCD 1 CIRCUIT DB-RHU - W7 |  | BROKEN HILL | BHHS, SUB ACUTE REHAB | RH147 | 0 | 41563
A06012 | BODY PROTECTED AREABODY PROTECTED | BODY PROTECTED AREA |  | BODY PROTECTED |  | RCD 12 CIRCUIT DB-RHU - B7 |  | BROKEN HILL | BHHS, SUB ACUTE REHAB | BEDROOM PASSAGE | 0 | 41563
A06013 | BODY PROTECTED AREABODY PROTECTED | BODY PROTECTED AREA |  | BODY PROTECTED |  | RCD 18 CIRCUIT DB-RHU - R9 |  | BROKEN HILL | BHHS, SUB ACUTE REHAB | RH124 | 0 | 41563
A06014 | BODY PROTECTED AREABODY PROTECTED | BODY PROTECTED AREA |  | BODY PROTECTED |  | RCD 13 CIRCUIT DB-RHU - B13 |  | BROKEN HILL | BHHS, SUB ACUTE REHAB | RH152 | 0 | 41563
A06015 | BODY PROTECTED AREABODY PROTECTED | BODY PROTECTED AREA |  | BODY PROTECTED |  | RCD 14 CIRCUIT DB-RHU - W20 |  | BROKEN HILL | BHHS, SUB ACUTE REHAB | RH153 | 0 | 41563
A06016 | BODY PROTECTED AREABODY PROTECTED | BODY PROTECTED AREA |  | BODY PROTECTED |  | RCD 15 CIRCUIT DB-RHU - R14 |  | BROKEN HILL | BHHS, SUB ACUTE REHAB | CONSULT PASSAGE | 0 | 41563
A06017 | BODY PROTECTED AREABODY PROTECTED | BODY PROTECTED AREA |  | BODY PROTECTED |  | RCD 16 CIRCUIT DB-RHU - R17, RCD 17 CIRCUIT DB-RHU - B16 |  | BROKEN HILL | BHHS, SUB ACUTE REHAB | RH103 | 0 | 41563
A06019 | BODY PROTECTED AREABODY PROTECTED | BODY PROTECTED AREA |  | BODY PROTECTED |  | RCD 19 CIRCUIT DB-RHU - W14 |  | BROKEN HILL | BHHS, SUB ACUTE REHAB | RH104 | 0 | 41570
A06022 | ASPIRATORLAERDAL MEDICAL CORP7800XX | ASPIRATOR | LAERDAL MEDICAL CORP | 7800XX | 78021352975 | SUCTION PUMP | LAERDAL AUSTRALIA | WILCANNIA | WILCANNIA, A&E | WILCANNIA, A&E | 1800 | 41577
A06022BAT | BATTERY, SECONDARYLAERDAL MEDICAL CORP78 04 00 | BATTERY, SECONDARY | LAERDAL MEDICAL CORP | 78 04 00 |  | LSU BATTERY | LAERDAL AUSTRALIA | WILCANNIA | WILCANNIA, A&E | WILCANNIA, A&E | 0 | 44083
A06023 | BATTERY CHARGERSERVOXLADEGERAT LA-2.4 | BATTERY CHARGER | SERVOX | LADEGERAT LA-2.4 | 16029-07-0127863 | SEROX ELECTROLARYNX BATTERY CHARGER 16029-07-0127863 |  | BROKEN HILL | BHHS, SPEECH THERAPY |  | 0
A06024 | TABLE, PHYSICAL THERAPYMETRON MEDICAL AUSTRT8714 | TABLE, PHYSICAL THERAPY | METRON MEDICAL AUSTR | T8714 | 0213871447 | ELITE ELECTRONIC 3 SECTION | AUSMEDIC | BROKEN HILL | COMMUNITY HEALTH CENTRE | COMMUNITY HEALTH CENTRE | 0 | 41592
A06025 | LIGHT, EXAMINATION, MOBILEREDBANK INSTRUMENTSML 308 | LIGHT, EXAMINATION, MOBILE | REDBANK INSTRUMENTS | ML 308 |  |  | REDBANK INSTRUMENTS | BROKEN HILL | BHHS, CHILD & FAMILY | BHHS, CHILD & FAMILY | 0 | 41592
A06027 | BED, ELECTRICJOYCE900 SERIES | BED, ELECTRIC | JOYCE | 900 SERIES | 26280 |  |  | WHITE CLIFFS | WHITE CLIFFS | WHITE CLIFFS | 0
A06028 | BED, GENERAL-PURPOSE, ELECTRICALLY-POWEREDSELECT PATIENT CARECONTOUR PORTARE | BED, GENERAL-PURPOSE, ELECTRICALLY-POWERED | SELECT PATIENT CARE | CONTOUR PORTARE | C4848 | EXAM BED | SELECT PATIENT CARE | MENINDEE | MENINDEE | MENINDEE | 0 | 41604
A06029 | BATTERY, MEDICAL DEVICEDEWERTACCU AC 4.5 | BATTERY, MEDICAL DEVICE | DEWERT | ACCU AC 4.5 | H4024890062 | BATTERY PACK 2 X 12V 5AH BATTERY | SELECT PATIENT CARE | MENINDEE | MENINDEE | EMERGENCY (RM6) | 0 | 41604
A06030 | MONITOR, FETAL DOPPLER ULTRASOUNDSUMMIT DOPPLERL150 | MONITOR, FETAL DOPPLER ULTRASOUND | SUMMIT DOPPLER | L150 | LD018514 | DOPPLER |  | MENINDEE | MENINDEE |  | 0 | 41604
A06031 | FETAL HEART DETECTOR, ULTRASONICARJO HUNTLEIGHFD1 | FETAL HEART DETECTOR, ULTRASONIC | ARJO HUNTLEIGH | FD1 | FD1PX0363063-13 | FETAL HEART DETECTOR | ARJOHUNTLEIGH | WILCANNIA | WILCANNIA |  | 900 | 41604
A06032 | ANALYSER, POINT-OF-CARE, WHOLE BLOOD, COAGULATIONAXIS-SHIELDAS100 ANALYZER | ANALYSER, POINT-OF-CARE, WHOLE BLOOD, COAGULATION | AXIS-SHIELD | AS100 ANALYZER | AS0025741 | UNIT WITH DIABETES EDUCATOR KAREN BREWSTER | POINT OF CARE DIAGNOSTICS | BROKEN HILL | BHHS, DIABETICS | BHHS, DIABETICS | 65340 | 41607
A06047 | CAMERA, FUNDUSKOWAVX-10 | CAMERA, FUNDUS | KOWA | VX-10 | 482285 |  |  | BROKEN HILL | BHHS, SPECIALIST CLINIC | SC12 | 0 | 41648
A06048 | LIGHT, EXAMINATION, MOBILEPLANET LIGHTINGUDP | LIGHT, EXAMINATION, MOBILE | PLANET LIGHTING | UDP |  |  |  | BROKEN HILL | BHHS, A&E |  | 0 | 40892
A06049 | LIGHT, EXAMINATION, MOBILEPLANET LIGHTINGUDP | LIGHT, EXAMINATION, MOBILE | PLANET LIGHTING | UDP |  |  |  | BROKEN HILL | BHHS, A&E |  | 0 | 40892
A06052 | PUMP, BREAST, POWEREDMEDELASYMPHONY | PUMP, BREAST, POWERED | MEDELA | SYMPHONY | 1418621 | BREAST PUMP |  | DARETON | DARETON |  | 0 | 41687
A06056 | CHAIR, POSITIONING, ELECTRICUNKNOWNLIFT CHAIR | CHAIR, POSITIONING, ELECTRIC | UNKNOWN | LIFT CHAIR | P772437 | GENERIC MODEL FOR LIFT CHAIRS WITHOUT MAKE/MODEL NUMBERS |  | BROKEN HILL | BHHS, MEDICAL | BHHS, MEDICAL | 0 | 41690
A06067 | TROLLEY, ELECTROMECHANICAL DEVICEOLYMPUSWM-NP2 | TROLLEY, ELECTROMECHANICAL DEVICE | OLYMPUS | WM-NP2 | 21216354 | SCOPE TROLLEY |  | BROKEN HILL | BHHS, THEATRE | BHHS, THEATRE | 0 | 41698
A06071 | VITAL SIGNS MONITORWELCH ALLYN6000 SERIES | VITAL SIGNS MONITOR | WELCH ALLYN | 6000 SERIES | 103006190314 | VITAL SIGNS MONITOR | WELCH ALLYN AUSTRALIA | BROKEN HILL | BHHS, OBU | BHHS, OBU | 4273.12 | 41715
A06072 | VITAL SIGNS MONITORWELCH ALLYN6000 SERIES | VITAL SIGNS MONITOR | WELCH ALLYN | 6000 SERIES | 103003070414 | VITAL SIGNS MONITOR | WELCH ALLYN AUSTRALIA | BROKEN HILL | BHHS, OBU | BHHS, OBU | 4273.12 | 41715
A06073 | BED, GENERAL-PURPOSE, ELECTRICALLY-POWEREDSELECT PATIENT CARECONTOUR PORTARE | BED, GENERAL-PURPOSE, ELECTRICALLY-POWERED | SELECT PATIENT CARE | CONTOUR PORTARE | C4647 | EXAM BED | SELECT PATIENT CARE | WILCANNIA | WILCANNIA, A&E |  | 0 | 41726
A06074 | BATTERY, MEDICAL DEVICEDEWERTACCU AC 4.5 | BATTERY, MEDICAL DEVICE | DEWERT | ACCU AC 4.5 |  | BATTERY PACK 2 X 12V 5AH BATTERY | SELECT PATIENT CARE | WILCANNIA | WILCANNIA, A&E | WILCANNIA, A&E | 0 | 41346
A06076 | TABLE, EXAMINATION/TREATMENTMETRON MEDICAL AUSTRT7320 | TABLE, EXAMINATION/TREATMENT | METRON MEDICAL AUSTR | T7320 | 804732004 | EXAM COUCH | METRON MEDICAL AUSTRALIA | BALRANALD | BALRANALD, PRIMARY HEALTH | G.P. CONSULT 1 | 0
A06077 | PODIATRY DRILL WITH DUST EXTRACTIONBERCHTOLDS35 | PODIATRY DRILL WITH DUST EXTRACTION | BERCHTOLD | S35 | 06339 | DRILL, PODIATRY | BRIGGATE MEDICAL COM | BALRANALD | BALRANALD, PRIMARY HEALTH | PODIATRY | 0
A06078 | PULSE OXIMETERGE HEALTHCARETUFFSAT | PULSE OXIMETER | GE HEALTHCARE | TUFFSAT | FCBJ03004 | TUFFSAT PULSE OXIMETER | GE HEALTHCARE | BALRANALD | BALRANALD, COMMUNITY HEALTH |  | 0 | 37073
A06081 | BATTERY CHARGERWELCH ALLYN71940 | BATTERY CHARGER | WELCH ALLYN | 71940 |  |  | WELCH ALLYN AUSTRALIA | MENINDEE | MENINDEE |  | 0 | 40437
A06094 | BATTERY PACKPHILIPS HEALTHCAREM4605A | BATTERY PACK | PHILIPS HEALTHCARE | M4605A |  | 10.8V LITHIUM ION BATTERY | PHILIPS HEALTHCARE | BROKEN HILL | BHHS, OBU | BHHS, OBU | 472 | 41789
A06095 | BATTERY PACKPHILIPS HEALTHCAREM4605A | BATTERY PACK | PHILIPS HEALTHCARE | M4605A |  | 10.8V LITHIUM ION BATTERY | PHILIPS HEALTHCARE | BROKEN HILL | BHHS, OBU | BHHS, OBU | 472 | 41789
A06098 | BATTERY PACKPHILIPS HEALTHCAREM4605A | BATTERY PACK | PHILIPS HEALTHCARE | M4605A |  | 10.8V LITHIUM ION BATTERY | PHILIPS HEALTHCARE | BROKEN HILL | BHHS, THEATRE | BHHS, THEATRE | 472 | 41789
A06101 | 24 PORT UTP SWITCHCISCOWS-C2960-24TT-L V11 | 24 PORT UTP SWITCH | CISCO | WS-C2960-24TT-L V11 | FCQ1744X3LU | CATALYST 2960 SERIES | PHILIPS HEALTHCARE | BROKEN HILL | BHHS, BIOMEDICAL | BI01 | 2634 | 41801
A06104 | BATTERY PACKPHILIPS HEALTHCAREM4605A | BATTERY PACK | PHILIPS HEALTHCARE | M4605A |  | 10.8V LITHIUM ION BATTERY | PHILIPS HEALTHCARE | BROKEN HILL | BHHS, THEATRE | BHHS, THEATRE | 472 | 41789
A06109 | BATTERY PACKPHILIPS HEALTHCAREM4605A | BATTERY PACK | PHILIPS HEALTHCARE | M4605A |  | 10.8V LITHIUM ION BATTERY | PHILIPS HEALTHCARE | BALRANALD | BALRANALD |  | 472 | 41789
A06110 | BATTERY PACKPHILIPS HEALTHCAREM4605A | BATTERY PACK | PHILIPS HEALTHCARE | M4605A |  | 10.8V LITHIUM ION BATTERY | PHILIPS HEALTHCARE | BALRANALD | BALRANALD |  | 472 | 41789
A06111 | BATTERY PACKPHILIPS HEALTHCAREM4605A | BATTERY PACK | PHILIPS HEALTHCARE | M4605A |  | 10.8V LITHIUM ION BATTERY - FOR MP30 | PHILIPS HEALTHCARE | WILCANNIA | WILCANNIA, A&E |  | 472 | 41907
A06112 | BATTERY, SECONDARYPHILIPS MEDICAL SYSTEMSM4607A | BATTERY, SECONDARY | PHILIPS MEDICAL SYSTEMS | M4607A |  | LITHIUM ION BATTERY X2 MMS BATTERY PACK |  | BROKEN HILL | BHHS, OBU | BHHS, OBU | 200 | 41549
A06113 | BATTERY, SECONDARYPHILIPS MEDICAL SYSTEMSM4607A | BATTERY, SECONDARY | PHILIPS MEDICAL SYSTEMS | M4607A |  | LITHIUM ION BATTERY X2 MMS BATTERY PACK |  | BROKEN HILL | BHHS, OBU | BHHS, OBU | 200 | 41792
A06120 | BATTERY CHARGERPHILIPS MEDICAL SYSTEMS865220 | BATTERY CHARGER | PHILIPS MEDICAL SYSTEMS | 865220 | DE41004468 | MX40 BATTERY CHARGER | PHILIPS HEALTHCARE | BROKEN HILL | BHHS, ICU/CCU | BHHS, ICU/CCU | 2878 | 41802
A06121 | CAMERA, FUNDUSCANONCX-1 | CAMERA, FUNDUS | CANON | CX-1 | 300370 | DIGITAL RETINAL CAMERA | OPTIMED | BROKEN HILL | BHHS, SPECIALIST CLINIC | SC12 | 0 | 41802
A06122 | PCLENOVOTHINKCENTRE | PC | LENOVO | THINKCENTRE | S1001R2Y | ALL IN ONE PC FOR FUNDAS CAMERA | OPTIMED | BROKEN HILL | BHHS, SPECIALIST CLINIC | SC12 | 0 | 41802
A06123 | 24 PORT UTP SWITCHCISCOWS-C2960-24TC-L V11 | 24 PORT UTP SWITCH | CISCO | WS-C2960-24TC-L V11 | FCW1817A0F8 | CATALYST 2960 SERIES NBHHS_DISTA_2960TC IP 172.31.0.10 | PHILIPS HEALTHCARE | BROKEN HILL | BHHS | COMMS CABINET 2 | 3000 | 41808
A06124 | 24 PORT UTP SWITCHCISCOWS-C2960-24TC-L V11 | 24 PORT UTP SWITCH | CISCO | WS-C2960-24TC-L V11 | FCW1817A0FW | CATALYST 2960 SERIES NBHHS_DISTB_2960TC IP 172.31.0.11 | PHILIPS HEALTHCARE | BROKEN HILL | BHHS | COMMS CABINET 2 | 3000 | 41808
A06134 | WIRELESS ACCESS POINTPHILIPS MEDICAL SYSTEMS989803171221 | WIRELESS ACCESS POINT | PHILIPS MEDICAL SYSTEMS | 989803171221 | US35015255 |  | PHILIPS HEALTHCARE | BROKEN HILL | BHHS, ICU/CCU | PASSAGE | 1630 | 41803
A06135 | WIRELESS ACCESS POINTPHILIPS MEDICAL SYSTEMS989803171221 | WIRELESS ACCESS POINT | PHILIPS MEDICAL SYSTEMS | 989803171221 | US35015246 |  | PHILIPS HEALTHCARE | BROKEN HILL | BHHS, ICU/CCU | PASSAGE | 1630 | 41803
A06136 | WIRELESS ACCESS POINTPHILIPS MEDICAL SYSTEMS989803171221 | WIRELESS ACCESS POINT | PHILIPS MEDICAL SYSTEMS | 989803171221 | US35015250 |  | PHILIPS HEALTHCARE | BROKEN HILL | BHHS, ICU/CCU | PASSAGE | 1630 | 41803
A06137 | WIRELESS ACCESS POINTPHILIPS MEDICAL SYSTEMS989803171221 | WIRELESS ACCESS POINT | PHILIPS MEDICAL SYSTEMS | 989803171221 | US35015260 |  | PHILIPS HEALTHCARE | BROKEN HILL | BHHS, ICU/CCU | PASSAGE | 1630 | 41803
A06138 | WIRELESS ACCESS POINTPHILIPS MEDICAL SYSTEMS989803171221 | WIRELESS ACCESS POINT | PHILIPS MEDICAL SYSTEMS | 989803171221 | US35015251 |  | PHILIPS HEALTHCARE | BROKEN HILL | BHHS, ICU/CCU | PASSAGE | 1630 | 41803
A06139 | WIRELESS ACCESS POINTPHILIPS MEDICAL SYSTEMS989803171221 | WIRELESS ACCESS POINT | PHILIPS MEDICAL SYSTEMS | 989803171221 | US35015245 |  | PHILIPS HEALTHCARE | BROKEN HILL | BHHS, ICU/CCU | PASSAGE | 1630 | 41803
A06140 | WIRELESS ACCESS POINTPHILIPS MEDICAL SYSTEMS989803171221 | WIRELESS ACCESS POINT | PHILIPS MEDICAL SYSTEMS | 989803171221 | US35015252 |  | PHILIPS HEALTHCARE | BROKEN HILL | BHHS, ICU/CCU | PASSAGE | 1630 | 41803
A06141 | WIRELESS ACCESS POINTPHILIPS MEDICAL SYSTEMS989803171221 | WIRELESS ACCESS POINT | PHILIPS MEDICAL SYSTEMS | 989803171221 | US35015269 |  | PHILIPS HEALTHCARE | BROKEN HILL | BHHS, ICU/CCU | PASSAGE | 1630 | 41803
A06142 | WIRELESS ACCESS POINTPHILIPS MEDICAL SYSTEMS989803171221 | WIRELESS ACCESS POINT | PHILIPS MEDICAL SYSTEMS | 989803171221 | US35015262 |  | PHILIPS HEALTHCARE | BROKEN HILL | BHHS, ICU/CCU | PASSAGE | 1630 | 41803
A06143 | WIRELESS ACCESS POINTPHILIPS MEDICAL SYSTEMS989803171221 | WIRELESS ACCESS POINT | PHILIPS MEDICAL SYSTEMS | 989803171221 | US35015261 |  | PHILIPS HEALTHCARE | BROKEN HILL | BHHS, ICU/CCU | PASSAGE | 1630 | 41803
A06144 | INTELLIVUE SMART HOPING SYNC UNITPHILIPS MEDICAL SYSTEMS866212 | INTELLIVUE SMART HOPING SYNC UNIT | PHILIPS MEDICAL SYSTEMS | 866212 | SG40316950 | INTELLIVUE SMART HOPING SYNC UNIT | PHILIPS HEALTHCARE | BROKEN HILL | BHHS | ED01 (SERVER RM) | 2599 | 41806
A06145 | ACCESS POINT CONTROLLERPHILIPS MEDICAL SYSTEMS453564195161 | ACCESS POINT CONTROLLER | PHILIPS MEDICAL SYSTEMS | 453564195161 | SG24003787 | ACCESS POINT CONTROLLER | PHILIPS HEALTHCARE | BROKEN HILL | BHHS | ED01 (SERVER RM) | 3990 | 41806
A06147 | SPHYGMOMANOMETER, ANEROIDWELCH ALLYN7670-01 | SPHYGMOMANOMETER, ANEROID | WELCH ALLYN | 7670-01 | 140321043715 | SPHYGMO, ANEROID, WALL MOUNTED | WELCH ALLYN AUSTRALIA | BROKEN HILL | BHHS, SUB ACUTE REHAB |  | 165 | 41808
A06148 | VAPORIZER, ANAESTHESIA, SEVOFLURANEDATEX OHMEDA1100-9032-000 | VAPORIZER, ANAESTHESIA, SEVOFLURANE | DATEX OHMEDA | 1100-9032-000 | BGBP01269 | CASSETTE | ABBOTT AUSTRALASIA | BROKEN HILL | BHHS, THEATRE |  | 0 | 41809
A06150 | BODY PROTECTED AREABODY PROTECTED | BODY PROTECTED AREA |  | BODY PROTECTED |  | RCD 10 CIRCUIT DB-MHU W1, RCD 23 CIRCUIT DB-MHU B20 |  | BROKEN HILL | BHHS, SUB ACUTE MENTAL HEALTH | MH119 | 0 | 41815
A06151 | BODY PROTECTED AREABODY PROTECTED | BODY PROTECTED AREA |  | BODY PROTECTED |  | RCD 21 CIRCUIT DB-MHU W1 |  | BROKEN HILL | BHHS, SUB ACUTE MENTAL HEALTH | MH120 | 0 | 41815
A06152 | BODY PROTECTED AREABODY PROTECTED | BODY PROTECTED AREA |  | BODY PROTECTED |  | RCD 9 CIRCUIT DB-MHU B1, RCD 23 CIRCUIT DB-MHU B20 |  | BROKEN HILL | BHHS, SUB ACUTE MENTAL HEALTH | MH121 | 0 | 41815
A06153 | BODY PROTECTED AREABODY PROTECTED | BODY PROTECTED AREA |  | BODY PROTECTED |  | RCD 20 CIRCUIT DB-MHU B1 |  | BROKEN HILL | BHHS, SUB ACUTE MENTAL HEALTH | MH122 | 0 | 41815
A06154 | BODY PROTECTED AREABODY PROTECTED | BODY PROTECTED AREA |  | BODY PROTECTED |  | RCD 8 CIRCUIT DB-MHU R2, RCD 23 CIRCUIT DB-MHU B20 |  | BROKEN HILL | BHHS, SUB ACUTE MENTAL HEALTH | MH124 | 0 | 41815
A06155 | BODY PROTECTED AREABODY PROTECTED | BODY PROTECTED AREA |  | BODY PROTECTED |  | RCD 19 CIRCUIT DB-MHU R2 |  | BROKEN HILL | BHHS, SUB ACUTE MENTAL HEALTH | MH125 | 0 | 41815
A06156 | BODY PROTECTED AREABODY PROTECTED | BODY PROTECTED AREA |  | BODY PROTECTED |  | RCD 7 CIRCUIT DB-MHU W2, RCD 23 CIRCUIT DB-MHU B20 |  | BROKEN HILL | BHHS, SUB ACUTE MENTAL HEALTH | MH126 | 0 | 41815
A06157 | BODY PROTECTED AREABODY PROTECTED | BODY PROTECTED AREA |  | BODY PROTECTED |  | RCD 18 CIRCUIT DB-MHU W2 |  | BROKEN HILL | BHHS, SUB ACUTE MENTAL HEALTH | MH127 | 0 | 41815
A06158 | BODY PROTECTED AREABODY PROTECTED | BODY PROTECTED AREA |  | BODY PROTECTED |  | RCD 6 CIRCUIT DB-MHU B2, RCD 24 CIRCUIT DB-MHU B20 |  | BROKEN HILL | BHHS, SUB ACUTE MENTAL HEALTH | MH128 | 0 | 41815
A06159 | BODY PROTECTED AREABODY PROTECTED | BODY PROTECTED AREA |  | BODY PROTECTED |  | RCD 17 CIRCUIT DB-MHU B2 |  | BROKEN HILL | BHHS, SUB ACUTE MENTAL HEALTH | MH129 | 0 | 41815
A06160 | BODY PROTECTED AREABODY PROTECTED | BODY PROTECTED AREA |  | BODY PROTECTED |  | RCD 5 CIRCUIT DB-MHU R3, RCD 24 CIRCUIT DB-MHU B20 |  | BROKEN HILL | BHHS, SUB ACUTE MENTAL HEALTH | MH130 | 0 | 41815
A06161 | BODY PROTECTED AREABODY PROTECTED | BODY PROTECTED AREA |  | BODY PROTECTED |  | RCD 16 CIRCUIT DB-MHU R3 |  | BROKEN HILL | BHHS, SUB ACUTE MENTAL HEALTH | MH131 | 0 | 41815
A06162 | BODY PROTECTED AREABODY PROTECTED | BODY PROTECTED AREA |  | BODY PROTECTED |  | RCD 4 CIRCUIT DB-MHU W3, RCD 24 CIRCUIT DB-MHU B20 |  | BROKEN HILL | BHHS, SUB ACUTE MENTAL HEALTH | MH133 | 0 | 41815
A06163 | BODY PROTECTED AREABODY PROTECTED | BODY PROTECTED AREA |  | BODY PROTECTED |  | RCD 15 CIRCUIT DB-MHU W3 |  | BROKEN HILL | BHHS, SUB ACUTE MENTAL HEALTH | MH134 | 0 | 41815
A06164 | BODY PROTECTED AREABODY PROTECTED | BODY PROTECTED AREA |  | BODY PROTECTED |  | RCD 3 CIRCUIT DB-MHU B3, RCD 24 CIRCUIT DB-MHU B20 |  | BROKEN HILL | BHHS, SUB ACUTE MENTAL HEALTH | MH135 | 0 | 41815
A06165 | BODY PROTECTED AREABODY PROTECTED | BODY PROTECTED AREA |  | BODY PROTECTED |  | RCD 14 CIRCUIT DB-MHU B3 |  | BROKEN HILL | BHHS, SUB ACUTE MENTAL HEALTH | MH136 | 0 | 41815
A06166 | BODY PROTECTED AREABODY PROTECTED | BODY PROTECTED AREA |  | BODY PROTECTED |  | RCD 2 CIRCUIT DB-MHU R4, RCD 24 CIRCUIT DB-MHU B20 |  | BROKEN HILL | BHHS, SUB ACUTE MENTAL HEALTH | MH137 | 0 | 41815
A06167 | BODY PROTECTED AREABODY PROTECTED | BODY PROTECTED AREA |  | BODY PROTECTED |  | RCD 13 CIRCUIT DB-MHU R4 |  | BROKEN HILL | BHHS, SUB ACUTE MENTAL HEALTH | MH138 | 0 | 41815
A06168 | BODY PROTECTED AREABODY PROTECTED | BODY PROTECTED AREA |  | BODY PROTECTED |  | RCD 1 CIRCUIT DB-MHU W4, RCD 24 CIRCUIT DB-MHU B20 |  | BROKEN HILL | BHHS, SUB ACUTE MENTAL HEALTH | MH139 | 0 | 41815
A06169 | BODY PROTECTED AREABODY PROTECTED | BODY PROTECTED AREA |  | BODY PROTECTED |  | RCD 12 CIRCUIT DB-MHU W4 |  | BROKEN HILL | BHHS, SUB ACUTE MENTAL HEALTH | MH140 | 0 | 41815
A06170 | BODY PROTECTED AREABODY PROTECTED | BODY PROTECTED AREA |  | BODY PROTECTED |  | RCD 27 CIRCUIT DB-MHU B13 - OUTSIDE ROOMS 9 & 10 |  | BROKEN HILL | BHHS, SUB ACUTE MENTAL HEALTH | PASSAGE | 0 | 41815
A06171 | BODY PROTECTED AREABODY PROTECTED | BODY PROTECTED AREA |  | BODY PROTECTED |  | RCD 28 CIRCUIT DB-MHU R12 - BELOW KITCHEN WINDOW |  | BROKEN HILL | BHHS, SUB ACUTE MENTAL HEALTH | PASSAGE | 0 | 41815
A06172 | BODY PROTECTED AREABODY PROTECTED | BODY PROTECTED AREA |  | BODY PROTECTED |  | RCD 1 CIRCUIT DB-MHU B16 |  | BROKEN HILL | BHHS, SUB ACUTE MENTAL HEALTH | MH107 | 0 | 41815
A06173 | BODY PROTECTED AREABODY PROTECTED | BODY PROTECTED AREA |  | BODY PROTECTED |  | RCD 1 CIRCUIT DB-MHU W10 |  | BROKEN HILL | BHHS, SUB ACUTE MENTAL HEALTH | MH104 | 0 | 41815
A06174 | BODY PROTECTED AREABODY PROTECTED | BODY PROTECTED AREA |  | BODY PROTECTED |  | RCD 1 CIRCUIT DB-MHU W15 |  | BROKEN HILL | BHHS, SUB ACUTE MENTAL HEALTH | MH103 | 0 | 41815
A06175 | BODY PROTECTED AREABODY PROTECTED | BODY PROTECTED AREA |  | BODY PROTECTED |  | RCD 1 CIRCUIT DB-MHU B12 |  | BROKEN HILL | BHHS, SUB ACUTE MENTAL HEALTH | MH106 | 0 | 41815
A06176 | BODY PROTECTED AREABODY PROTECTED | BODY PROTECTED AREA |  | BODY PROTECTED |  | RCD 26 CIRCUIT DB-MHU B4 - OUTSIDE ROOMS 3 & 4 |  | BROKEN HILL | BHHS, SUB ACUTE MENTAL HEALTH | PASSAGE | 0 | 41815
A06177 | BODY PROTECTED AREABODY PROTECTED | BODY PROTECTED AREA |  | BODY PROTECTED |  | RCD 25 CIRCUIT DB-MHU B6 - OUTSIDE FAMILY ROOM |  | BROKEN HILL | BHHS, SUB ACUTE MENTAL HEALTH | PASSAGE | 0 | 41815
A06178 | BODY PROTECTED AREABODY PROTECTED | BODY PROTECTED AREA |  | BODY PROTECTED |  | RCD 11 CIRCUIT DB-MHU R1 |  | BROKEN HILL | BHHS, SUB ACUTE MENTAL HEALTH | MH117 | 0 | 41815
A06179 | BODY PROTECTED AREABODY PROTECTED | BODY PROTECTED AREA |  | BODY PROTECTED |  | RCD 22 CIRCUIT DB-MHU R1 |  | BROKEN HILL | BHHS, SUB ACUTE MENTAL HEALTH | MH118 | 0 | 41815
A06180 | TELEVISION SETSAMSUNGUA19F4000AM | TELEVISION SET | SAMSUNG | UA19F4000AM |  | TV | ACETEK SYSTEMS | BROKEN HILL | BHHS, SURGICAL |  | 220 | 41822
A06181 | TELEVISION SETSAMSUNGUA19F4000AM | TELEVISION SET | SAMSUNG | UA19F4000AM | ZXUR3MCD900918V | TV | ACETEK SYSTEMS | BROKEN HILL | BHHS, SURGICAL | BEDROOM P | 220 | 41822
A06182 | TELEVISION SETSAMSUNGUA19F4000AM | TELEVISION SET | SAMSUNG | UA19F4000AM | ZXUR3MCD900915R | TV | ACETEK SYSTEMS | BROKEN HILL | BHHS, SURGICAL | SU32 | 220 | 41822
A06183 | TELEVISION SETSAMSUNGUA19F4000AM | TELEVISION SET | SAMSUNG | UA19F4000AM | ZXUR3MCD900962B | TV | ACETEK SYSTEMS | BROKEN HILL | BHHS, SURGICAL |  | 220 | 41822
A06184 | TELEVISION SETSAMSUNGUA19F4000AM | TELEVISION SET | SAMSUNG | UA19F4000AM | ZXUR3MCD900658R | TV | ACETEK SYSTEMS | BROKEN HILL | BHHS, PAEDIATRICS | PE10 | 220 | 41822
A06185 | TELEVISION SETSAMSUNGUA19F4000AM | TELEVISION SET | SAMSUNG | UA19F4000AM | ZXUR3MCD900876J | TV | ACETEK SYSTEMS | BROKEN HILL | BHHS, PAEDIATRICS | PE10 | 220 | 41822
A06186 | TELEVISION SETSAMSUNGUA19F4000AM | TELEVISION SET | SAMSUNG | UA19F4000AM | ZXUR3MCD900879T | TV | ACETEK SYSTEMS | BROKEN HILL | BHHS, PAEDIATRICS | PE10 | 220 | 41822
A06187 | TELEVISION SETSAMSUNGUA19F4000AM | TELEVISION SET | SAMSUNG | UA19F4000AM | ZXUR3MCD900971D | TV | ACETEK SYSTEMS | BROKEN HILL | BHHS, PAEDIATRICS | PE10 | 220 | 41822
A06188 | TELEVISION SETSAMSUNGUA19F4000AM | TELEVISION SET | SAMSUNG | UA19F4000AM | ZXUR3MDD500334H | TV | ACETEK SYSTEMS | BROKEN HILL | BHHS, MEDICAL |  | 220 | 41822
A06189 | TELEVISION SETSAMSUNGUA19F4000AM | TELEVISION SET | SAMSUNG | UA19F4000AM | ZXUR3MCD800904Z | TV | ACETEK SYSTEMS | BROKEN HILL | BHHS, MEDICAL | MU06 | 220 | 41822
A06190 | TELEVISION SETSAMSUNGUA19F4000AM | TELEVISION SET | SAMSUNG | UA19F4000AM | ZXUR3MCD900631Y | TV | ACETEK SYSTEMS | BROKEN HILL | BHHS, SPECIAL CARE SUITE | MU35 | 220 | 41822
A06191 | TELEVISION SETSAMSUNGUA19F4000AM | TELEVISION SET | SAMSUNG | UA19F4000AM | ZXUR3MCD900642D | TV | ACETEK SYSTEMS | BROKEN HILL | BHHS, SPECIAL CARE SUITE | MU35 | 220 | 41822
A06192 | TELEVISION SETSAMSUNGUA19F4000AM | TELEVISION SET | SAMSUNG | UA19F4000AM | ZXUR3MCD900647N | TV | ACETEK SYSTEMS | BROKEN HILL | BHHS, SPECIAL CARE SUITE | MU35 | 220 | 41822
A06193 | TELEVISION SETSAMSUNGUA19F4000AM | TELEVISION SET | SAMSUNG | UA19F4000AM | ZXUR3MCD900877Z | TV | ACETEK SYSTEMS | BROKEN HILL | BHHS, SPECIAL CARE SUITE | MU35 | 220 | 41822
A06194 | TELEVISION SETSAMSUNGUA19F4000AM | TELEVISION SET | SAMSUNG | UA19F4000AM | ZXUR3MCD801085X | TV | ACETEK SYSTEMS | BROKEN HILL | BHHS, SPECIAL CARE SUITE | MU35 | 220 | 41822
A06195 | TELEVISION SETSAMSUNGUA19F4000AM | TELEVISION SET | SAMSUNG | UA19F4000AM | ZXUR3MCD900726P | TV | ACETEK SYSTEMS | BROKEN HILL | BHHS, MEDICAL | BEDROOM D | 220 | 41822
A06197 | TELEVISION SETSAMSUNGUA19F4000AM | TELEVISION SET | SAMSUNG | UA19F4000AM | ZXUR3MCD900821L | TV | ACETEK SYSTEMS | BROKEN HILL | BHHS, MEDICAL |  | 220 | 41822
A06198 | TELEVISION SETSAMSUNGUA19F4000AM | TELEVISION SET | SAMSUNG | UA19F4000AM | ZXUR3MCD900823M | TV | ACETEK SYSTEMS | BROKEN HILL | BHHS, MEDICAL |  | 220 | 41822
A06199 | TELEVISION SETSAMSUNGUA19F4000AM | TELEVISION SET | SAMSUNG | UA19F4000AM | ZXUR3MCD900657Y | TV | ACETEK SYSTEMS | BROKEN HILL | BHHS, MEDICAL | MU06 | 220 | 41822
A06200 | TELEVISION SETSAMSUNGUA19F4000AM | TELEVISION SET | SAMSUNG | UA19F4000AM | ZXUR3MCD900652K | TV | ACETEK SYSTEMS | BROKEN HILL | BHHS, MEDICAL | MU04 | 220 | 41822
A06201 | TELEVISION SETSAMSUNGUA19F4000AM | TELEVISION SET | SAMSUNG | UA19F4000AM | ZXUR3MCD801128Z | TV | ACETEK SYSTEMS | BROKEN HILL | BHHS, MEDICAL | MU33 | 220 | 41822
A06202 | TELEVISION SETSAMSUNGUA19F4000AM | TELEVISION SET | SAMSUNG | UA19F4000AM | ZXUR3MCD900620B | TV | ACETEK SYSTEMS | BROKEN HILL | BHHS, MEDICAL | MU50 | 220 | 41822
A06203 | TELEVISION SETSAMSUNGUA19F4000AM | TELEVISION SET | SAMSUNG | UA19F4000AM | ZXUR3MCD900637J | TV | ACETEK SYSTEMS | BROKEN HILL | BHHS, MEDICAL | MU15 | 220 | 41822
A06204 | TELEVISION SETSAMSUNGUA19F4000AM | TELEVISION SET | SAMSUNG | UA19F4000AM | ZXUR3MCD801000X | TV | ACETEK SYSTEMS | BROKEN HILL | BHHS, MEDICAL |  | 220 | 41822
A06205 | AIR MATTRESS PUMPHOVERTECHHTAIR2300-A | AIR MATTRESS PUMP | HOVERTECH | HTAIR2300-A | SN2E033512 | HOVERJACK | STATINA HEALTHCARE | BROKEN HILL | BHHS, MEDICAL | BHHS, MEDICAL | 9568 | 41823
A06209 | THERMOMETER, INFRARED, SKINRYCOM ELECTRON TECHNOLOGY LIMITEDRC002 | THERMOMETER, INFRARED, SKIN | RYCOM ELECTRON TECHNOLOGY LIMITED | RC002 | M00130600482 |  | ZONE MEDICAL P/L | BROKEN HILL | BHHS, RENAL DIALYSIS | BHHS, RENAL DIALYSIS | 79.95 | 41829
A06210 | ULTRASOUND SYSTEM, IMAGING, GENERAL-PURPOSEPHILIPS MEDICAL SYSTEMSSPARQ | ULTRASOUND SYSTEM, IMAGING, GENERAL-PURPOSE | PHILIPS MEDICAL SYSTEMS | SPARQ | US61410138 | DIAGNOSTIC ULTRASOUND SYSTEM | PHILIPS HEALTHCARE | BROKEN HILL | BHHS, SURGICAL | BHHS, SURGICAL | 57692 | 41831
A06211 | PRINTER, VIDEOSONYUP-D897 | PRINTER, VIDEO | SONY | UP-D897 |  |  | PHILIPS HEALTHCARE | BROKEN HILL | BHHS, A&E | BHHS, A&E | 0 | 41831
A06212 | PUMP, BREAST, POWEREDMEDELASYMPHONY | PUMP, BREAST, POWERED | MEDELA | SYMPHONY | 1485754 | BREAST PUMP |  | BROKEN HILL | BHHS, OBU |  | 0 | 41687
A06213 | CHAIR, DISABLED PERSONOSCAR FURNITUREB24 | CHAIR, DISABLED PERSON | OSCAR FURNITURE | B24 |  |  | COUNTRY CARE | BROKEN HILL | BHHS, PALIATIVE CARE | BHHS, PALIATIVE CARE | 2500 | 41837
A06213BAT | BATTERY, SECONDARYLINAKBA1811-1300-000 | BATTERY, SECONDARY | LINAK | BA1811-1300-000 |  | BATTERY PACK 24V 1.3AH SLA (2X 12V 1.3AH SLA BATTERIES) | COUNTRY CARE | BROKEN HILL | BHHS, PALIATIVE CARE | BHHS, PALIATIVE CARE | 40 | 41872
A06218 | AEROSOL GENERATORVEGA TECHNOLOGIES INC.CN-01WC | AEROSOL GENERATOR | VEGA TECHNOLOGIES INC. | CN-01WC | 001270 | AEROSOL GENERATOR | PEOPLES CHEMIST | BROKEN HILL | BHHS, MEDICAL | BHHS, MEDICAL | 150 | 41837
A06220 | LAP-TOP COMPUTERLENOVOT530 | LAP-TOP COMPUTER | LENOVO | T530 | PK24N66 | THINKPAD OCT | BOC OPTHALMIC INSTRUMENTS | BROKEN HILL | BHHS, SPECIALIST CLINIC | PR50 | 3500 | 41848
A06221 | CURING UNIT, DENTAL LABORATORYSDIRADII PLUS | CURING UNIT, DENTAL LABORATORY | SDI | RADII PLUS | 47785 | LED CURING LIGHT | SDI LIMITED | BROKEN HILL | AREA, DENTAL | MORGAN STREET CLINIC | 0 | 38568
A06222 | CURING UNIT, DENTAL LABORATORYSDIRADII PLUS | CURING UNIT, DENTAL LABORATORY | SDI | RADII PLUS | 3-16855 | LED CURING LIGHT | SDI LIMITED | BROKEN HILL | AREA, DENTAL | MORGAN STREET CLINIC | 0 | 38568
A06223 | CURING UNIT, DENTAL LABORATORYSDIRADII PLUS | CURING UNIT, DENTAL LABORATORY | SDI | RADII PLUS | 3-16820 | LED CURING LIGHT | SDI LIMITED | BROKEN HILL | COMMUNITY HEALTH CENTRE | DENTAL | 0 | 38568
A06225 | SPIROMETER, DIAGNOSTICNDD MEDICAL TECHNLOL2010 | SPIROMETER, DIAGNOSTIC | NDD MEDICAL TECHNLOL | 2010 | C-50013/2004 | DATA/PRINTER TRANSFER CRADLE FOR 2001 SPIROMETER |  | BROKEN HILL | BHHS, PHYSIO | BHHS, PHYSIO | 0 | 41865
A06226 | SPIROMETER, DIAGNOSTICNDD MEDICAL TECHNLOL2010 | SPIROMETER, DIAGNOSTIC | NDD MEDICAL TECHNLOL | 2010 | C-50005/2004 | DATA/PRINTER TRANSFER CRADLE FOR 2001 SPIROMETER |  | BROKEN HILL | BHHS, PHYSIO | BHHS, PHYSIO | 0 | 41865
A06227 | CHAIR, DISABLED PERSONOSCAR FURNITUREB24 | CHAIR, DISABLED PERSON | OSCAR FURNITURE | B24 |  |  | COUNTRY CARE | BROKEN HILL | BHHS, PALIATIVE CARE | BHHS, PALIATIVE CARE | 2500 | 41872
A06227BAT | BATTERY, SECONDARYLINAKBA1811-1300-000 | BATTERY, SECONDARY | LINAK | BA1811-1300-000 |  | BATTERY PACK 24V 1.3AH SLA (2X 12V 1.3AH SLA BATTERIES) | COUNTRY CARE | BROKEN HILL | BHHS, PALIATIVE CARE | BHHS, PALIATIVE CARE | 40 | 41872
A06232 | AEROSOL GENERATORLIBERTYLIBERTY | AEROSOL GENERATOR | LIBERTY | LIBERTY | 12A8630227 | AEROSOL GENERATOR | AIDACARE PTY LTD | WENTWORTH | WENTWORTH |  | 0
A06236 | PLASTER SAWFEINFMM250 | PLASTER SAW | FEIN | FMM250 | 2013-12.00101017 | CAST CUTTER | CAPITAL MEDICAL SUPPLIES | MENINDEE | MENINDEE |  | 0 | 41880
A06237 | BATTERY PACKLINAKBAJ100000011 | BATTERY PACK | LINAK | BAJ100000011 |  | BATTERY PACK | LINAK | BROKEN HILL | BHHS, PALIATIVE CARE | BHHS, PALIATIVE CARE | 0 | 41885
A06239 | BATTERY CHARGERLINAKCHJ20000020J011 | BATTERY CHARGER | LINAK | CHJ20000020J011 |  |  |  | BROKEN HILL | BHHS, PALIATIVE CARE | BHHS, PALIATIVE CARE | 0 | 41885
A06240 | BATTERY CHARGERLINAKCHJ20000020J061 | BATTERY CHARGER | LINAK | CHJ20000020J061 |  |  | LINAK | BROKEN HILL | BHHS, PADP | BHHS, PADP | 0 | 41891
A06241 | BATTERY PACKLINAKBAJ100000091 | BATTERY PACK | LINAK | BAJ100000091 |  | BATTERY PACK | LINAK | BROKEN HILL | BHHS, PADP | BHHS, PADP | 0 | 41891
A06244 | DEVICE, VEIN LOCATION, LIQUID CRYSTALACCUVEINAV400 | DEVICE, VEIN LOCATION, LIQUID CRYSTAL | ACCUVEIN | AV400 | AV14250048 | VEIN LOCATOR | EVOMED PTY LTD | BROKEN HILL | BHHS, ONCOLOGY | BD01 | 6300 | 41894
A06245 | BATTERY CHARGERACCUVEINCC300 | BATTERY CHARGER | ACCUVEIN | CC300 | CC14240161 | ACCUVEIN CHARGER | EVOMED PTY LTD | BROKEN HILL | BHHS, ONCOLOGY | BD01 | 0 | 41894
A06246 | TROLLEY, ELECTROMECHANICAL DEVICEACCUVEINHF470 | TROLLEY, ELECTROMECHANICAL DEVICE | ACCUVEIN | HF470 | HF13370048 | HANDS FREE STAND WITH CHARGER | EVOMED PTY LTD | BROKEN HILL | BHHS, ONCOLOGY | BD01 | 1500 | 41894
A06251 | ASPIRATOR, EMERGENCYOXYLITREPSP001 | ASPIRATOR, EMERGENCY | OXYLITRE | PSP001 | 18437010 | PORTABLE SUCTION | ECOMED | BROKEN HILL | BHHS, PALIATIVE CARE | BHHS, PALIATIVE CARE | 1775 | 41914
A06253 | ASPIRATOR, EMERGENCYOXYLITREPSP001 | ASPIRATOR, EMERGENCY | OXYLITRE | PSP001 | 23574005 | PORTABLE SUCTION | ECOMED | BROKEN HILL | BHHS, PALIATIVE CARE | BHHS, PALIATIVE CARE | 1775 | 41914
A06254 | SUCTION UNITCLEMENTSSUC84109 | SUCTION UNIT | CLEMENTS | SUC84109 | 4619 | ASPIRATORS | ECOMED | BROKEN HILL | BHHS, PALIATIVE CARE | BHHS, PALIATIVE CARE | 0 | 41919
A06255 | CHAIR, DISABLED PERSONOSCAR FURNITUREB24 | CHAIR, DISABLED PERSON | OSCAR FURNITURE | B24 | JOB13590 | MOBILE ELECTRIC LIFT RECLINER | COUNTRY CARE | BROKEN HILL | BHHS, PALIATIVE CARE | BHHS, PALIATIVE CARE | 2500 | 41921
A06255BAT | BATTERY, SECONDARYLINAKBA1811-1300-000 | BATTERY, SECONDARY | LINAK | BA1811-1300-000 |  | BATTERY PACK 24V 1.3AH SLA (2X 12V 1.3AH SLA BATTERIES) | MASTER INSTRUMENTS | BROKEN HILL | BHHS, PALIATIVE CARE | BHHS, PALIATIVE CARE | 0 | 41921
A06256 | BODY PROTECTED AREABODY PROTECTED | BODY PROTECTED AREA |  | BODY PROTECTED |  | RCD1 DB2-CB23, RCD2 DB2-CB24, RCD3 DB2-CB17, RCD4 DB2-CB15 & CLEANER DB2-CB18 |  | IVANHOE | IVANHOE, A&E | EMERGENCY | 0 | 41922
A06259BAT | BATTERY, SECONDARYMASTER INSTRUMENTSLCB51 | BATTERY, SECONDARY | MASTER INSTRUMENTS | LCB51 |  | PORTABLE ULTRASOUND BATTERY LAPTOP COMPUTOR RECHARGABLE BATTERY LI-ION 10.8V 6900MAH/75WH REPLACES ME202BB, DR202 | MASTER INSTRUMENTS | BROKEN HILL | BHHS, OBU | BHHS, OBU | 93.59 | 41947
A06267 | POWER SUPPLY, UNINTERRUPTIBLEAPCSMT1000RMI2U | POWER SUPPLY, UNINTERRUPTIBLE | APC | SMT1000RMI2U | AS1325131450 | UPS | PHILIPS HEALTHCARE | BROKEN HILL | BHHS | ED01 (SERVER RM) | 0 | 41795
A06268 | DRILL HANDPIECE, SURGICAL, BATTERY-POWEREDVIDACAREEZ-IO | DRILL HANDPIECE, SURGICAL, BATTERY-POWERED | VIDACARE | EZ-IO | H69426 | G3 | TELEFLEX MEDICAL AUSTRALIA | BROKEN HILL | BHHS, PAEDIATRICS | BHHS, PAEDIATRICS | 0 | 41953
A06269 | SCALE, BABYTANITABD-590 | SCALE, BABY | TANITA | BD-590 | 09062722 | BABY SCALES | WEDDERBURN SCALES | BROKEN HILL | BHHS, CHILD & FAMILY |  | 0 | 41963
A06270 | LASER, THERAPEUTICEMELASERMED 2200 | LASER, THERAPEUTIC | EME | LASERMED 2200 | EM16021013 |  | MEDICAL LASERS AUSTRALIA | BROKEN HILL | BHHS, PHYSIO |  | 0 | 41964
A06271 | ULTRASOUND SYSTEM, NON-IMAGING, DOPPLER BLOOD-FLOW MEASUREMENTHADECOES-100V3 | ULTRASOUND SYSTEM, NON-IMAGING, DOPPLER BLOOD-FLOW MEASUREMENT | HADECO | ES-100V3 | 21500BZZ00131000 | DOPPLER |  | WHITE CLIFFS | WHITE CLIFFS | WHITE CLIFFS | 0
A06272 | BATTERY CHARGERWELCH ALLYN710 | BATTERY CHARGER | WELCH ALLYN | 710 | NA | OTTOSCOPE BATTERY CHARGER | WELCH ALLYN AUSTRALIA | WHITE CLIFFS | WHITE CLIFFS |  | 0
A06273 | SCALE, CHAIRSECA CORP952 | SCALE, CHAIR | SECA CORP | 952 | 1952322131819 |  | ECOMED | BROKEN HILL | BHHS, RENAL DIALYSIS | BHHS, RENAL DIALYSIS | 1782.5 | 41977
A06274 | FETAL HEART DETECTOR, ULTRASONICARJO HUNTLEIGHFD1 | FETAL HEART DETECTOR, ULTRASONIC | ARJO HUNTLEIGH | FD1 | FD1PX0367383-14 | FETAL HEART DETECTOR | HUNTLEIGH HEALTHCARE - SEE ARJO HUNTLEIGH | BROKEN HILL | BHHS, OBU | BHHS, OBU | 0 | 41981
A06280 | TEST INSTRUMENT, ECG SIMULATORPRONK TECHNOLOGIESSL-8 | TEST INSTRUMENT, ECG SIMULATOR | PRONK TECHNOLOGIES | SL-8 | 3663 | SIM SLIM | CHIVAUNE CONSULTANTS | BROKEN HILL | BHHS, BIOMEDICAL | BI01 | 3165 | 41984
A06283 | OTOSCOPEWELCH ALLYNGS 777 | OTOSCOPE | WELCH ALLYN | GS 777 |  | DIAGNOSTIC SET (WALL MOUNTED) | WELCH ALLYN AUSTRALIA | BROKEN HILL | BHHS, SUB ACUTE REHAB |  | 1108 | 41645
A06288 | BATTERY PACKARJO HUNTLEIGHNEA 0100 - 083 | BATTERY PACK | ARJO HUNTLEIGH | NEA 0100 - 083 |  | RECHARGABLE BATTERY PACK | ARJOHUNTLEIGH | BROKEN HILL | BHHS, MEDICAL | BHHS, MEDICAL | 0 | 39330
A06290 | BATTERY, MEDICAL DEVICEVERATHON0400-0066 | BATTERY, MEDICAL DEVICE | VERATHON | 0400-0066 |  | LITHIUM ION BATTERY | VERATHON MEDICAL (AUSTRALIA) | BROKEN HILL | BHHS, SURGICAL | BHHS, SURGICAL | 290 | 42032
A06291 | TEST INSTRUMENT, TRANSDUCER, PRESSUREFLUKEDPM4-2G | TEST INSTRUMENT, TRANSDUCER, PRESSURE | FLUKE | DPM4-2G | 2996021 | DIGITAL PRESSURE METER | DOMO-TECHNICA | BROKEN HILL | BHHS, BIOMEDICAL | BI01 | 3283 | 42032
A06292 | TEST INSTRUMENT, ELECTRICAL SAFETYFLUKEESA615 | TEST INSTRUMENT, ELECTRICAL SAFETY | FLUKE | ESA615 | 2969673 |  | DOMO-TECHNICA | BROKEN HILL | BHHS, BIOMEDICAL | BI01 | 7195 | 42033
A06293 | AEROSOL GENERATOROMRONNE-C29 | AEROSOL GENERATOR | OMRON | NE-C29 | 6700002U | AEROSOL GENERATOR |  | WENTWORTH | WENTWORTH | WENTWORTH | 0 | 42039
A06296 | BATH, ULTRASONICUNISONICS AUSTRALIA PTY LTDFXP 12D | BATH, ULTRASONIC | UNISONICS AUSTRALIA PTY LTD | FXP 12D | 988 |  |  | DARETON | DARETON | DENTAL | 0 | 42040
A06325 | MODULE, PATIENT MONITORING SYSTEM, MULTIFUNCTIONPHILIPS HEALTHCAREM3001A | MODULE, PATIENT MONITORING SYSTEM, MULTIFUNCTION | PHILIPS HEALTHCARE | M3001A | DE4680E6BH |  | PHILLIPS MEDICAL SYSTEM | BROKEN HILL | BHHS, THEATRE | BHHS, THEATRE | 0 | 42066
A06327 | THERMOMETER, ELECTRONICWELCH ALLYN692 | THERMOMETER, ELECTRONIC | WELCH ALLYN | 692 | 14111938 | SURE TEMP PLUS | WELCH ALLYN AUSTRALIA | BROKEN HILL | BHHS, ONCOLOGY | BHHS, ONCOLOGY | 425
A06328 | VITAL SIGNS MONITORWELCH ALLYN6000 SERIES | VITAL SIGNS MONITOR | WELCH ALLYN | 6000 SERIES | 100049095214 | VITAL SIGNS MONITOR | WELCH ALLYN AUSTRALIA | BROKEN HILL | BHHS, SUB ACUTE REHAB | SUB ACUTE REHAB | 3300 | 42101
A06328BAT | BATTERY, SECONDARYWELCH ALLYNBATT99 | BATTERY, SECONDARY | WELCH ALLYN | BATT99 | 1202141130041 | BATTERY PACK | WELCH ALLYN AUSTRALIA | BROKEN HILL | BHHS, SUB ACUTE REHAB | SUB ACUTE REHAB | 0 | 42101
A06329 | SCALE, STAND-ON, PATIENTWEDDERBURNWM302 | SCALE, STAND-ON, PATIENT | WEDDERBURN | WM302 | WF300079 | HANDRAIL SCALE |  | WILCANNIA | WILCANNIA, A&E |  | 0 | 42111
A06330 | SCALE, INFANTWEDDERBURNBD-590 | SCALE, INFANT | WEDDERBURN | BD-590 | 840808 | TANITA BABY SCALES |  | WILCANNIA | WILCANNIA, A&E | WILCANNIA, A&E | 0 | 42111
A06331 | SCALE, STAND-ON, PATIENTTANITABWB-800 | SCALE, STAND-ON, PATIENT | TANITA | BWB-800 | 12100042 |  | WEDDERBURN SCALES | MENINDEE | MENINDEE | MENINDEE | 0 | 42116
A06372 | BED, AC-POWERED ADJUSTABLE HOSPITALALRICK2300 | BED, AC-POWERED ADJUSTABLE HOSPITAL | ALRICK | 2300 | 19926 |  | ALRICK MANUFACTURING | BALRANALD | BALRANALD |  | 0
A06372BAT | BATTERY, SECONDARYLINAKBA2016-0200-000 | BATTERY, SECONDARY | LINAK | BA2016-0200-000 |  |  | LINAK | BALRANALD | BALRANALD, AGED CARE | BALRANALD, AGED CARE | 0 | 40998
A06373 | SCALE, BABYA & D MERCURYFV-30K | SCALE, BABY | A & D MERCURY | FV-30K | 01405 |  |  | BALRANALD | BALRANALD |  | 0
A06375 | ECG, MACHINEPHILIPS MEDICAL SYSTEMSTC50 | ECG, MACHINE | PHILIPS MEDICAL SYSTEMS | TC50 | CN41507625 | ECG MACHINE | PHILIPS HEALTHCARE | BROKEN HILL | BHHS, THEATRE | SU12 | 11000 | 42118
A06375BAT | BATTERY, SECONDARYMASTER INSTRUMENTSDR202SH | BATTERY, SECONDARY | MASTER INSTRUMENTS | DR202SH | CCL18L04750 | TC50 BATTERY | MASTER INSTRUMENTS | BROKEN HILL | BHHS, THEATRE | SU12 | 78 | 42118
A06435 | INFUSION PUMP, SYRINGEFRESENIUS018290 | INFUSION PUMP, SYRINGE | FRESENIUS | 018290 | 22711700 | INJECTOMAT TIVA | FRESENIUS KABI | BROKEN HILL | BHHS, THEATRE | BHHS, THEATRE | 3000 | 42122
A06436 | CHAIR, DISABLED PERSONOSCAR FURNITUREB24 | CHAIR, DISABLED PERSON | OSCAR FURNITURE | B24 |  |  |  | BROKEN HILL | BHHS, MEDICAL | BHHS, MEDICAL | 2600 | 42130
A06436BAT | BATTERY, SECONDARYLINAKBA1811-0400-000 | BATTERY, SECONDARY | LINAK | BA1811-0400-000 |  | BATTERY PACK 2 X 12V 1.3AH. 2 X LC-R121R3P | MASTER INSTRUMENTS | BROKEN HILL | BHHS, MEDICAL | BHHS, MEDICAL | 0 | 42130
A06437BAT | BATTERY, SECONDARYLINAKBA1811-1300-000 | BATTERY, SECONDARY | LINAK | BA1811-1300-000 |  | BATTERY PACK 2 X 12V 1.3AH. 2 X LC-R121R3P | COUNTRY CARE | BROKEN HILL | BHHS, MEDICAL | BHHS, MEDICAL | 0 | 42131
A06438 | LIGHT SOURCE, GENERAL-PURPOSEWELCH ALLYN73338 | LIGHT SOURCE, GENERAL-PURPOSE | WELCH ALLYN | 73338 |  | SIGMOIDOSCOPES | WELCH ALLYN AUSTRALIA | BROKEN HILL | BHHS, SPECIALIST CLINIC | BHHS, SPECIALIST CLINIC | 0 | 30818
A06439 | CHAIR, DISABLED PERSONOSCAR FURNITUREB24 | CHAIR, DISABLED PERSON | OSCAR FURNITURE | B24 |  |  |  | BROKEN HILL | BHHS, MEDICAL | BHHS, MEDICAL | 2600 | 42130
A06439BAT | BATTERY, SECONDARYLINAKBA1811-1300-000 | BATTERY, SECONDARY | LINAK | BA1811-1300-000 |  | BATTERY PACK 2 X 12V 1.3AH. 2 X LC-R121R3P | COUNTRY CARE | BROKEN HILL | BHHS, MEDICAL | BHHS, MEDICAL | 0 | 42131
A06440 | TEST INSTRUMENT, THERMOMETERCOVIDIEN500099 | TEST INSTRUMENT, THERMOMETER | COVIDIEN | 500099 |  | FILAC THERMOMETER CALIBRATION KEY | MEDTRONIC COVIDIEN | BROKEN HILL | BHHS, BIOMEDICAL | BI01 | 0 | 42138
A06441 | HEATING/COOLING PAD CONTROL UNITFLEXMORTCC0103 | HEATING/COOLING PAD CONTROL UNIT | FLEXMORT | CC0103 | AUZ020113 | CUDDLE COT | PARMED | BROKEN HILL | BHHS, OBU | BHHS, OBU | 4900 | 42151
A06442 | ALTERNATING-PRESSURE MATTRESS SYSTEMNOVIS HEALTHCAREPREMIUM 9 DIGITAL | ALTERNATING-PRESSURE MATTRESS SYSTEM | NOVIS HEALTHCARE | PREMIUM 9 DIGITAL | MA14120723 | ALTERNATING PUMP | COUNTRY CARE | BROKEN HILL | BHHS, PALIATIVE CARE | BHHS, PALIATIVE CARE | 2855 | 42173
A06443 | SPHYGMOMANOMETER, ANEROIDWELCH ALLYN7670-01 | SPHYGMOMANOMETER, ANEROID | WELCH ALLYN | 7670-01 | 121105064966 | SPHYGMO, ANEROID, WALL MOUNTED | WELCH ALLYN AUSTRALIA | BROKEN HILL | BHHS, A&E | BHHS, A&E | 165 | 42174
A06444 | TELEVISION SETSANYOLED-42XR10FH | TELEVISION SET | SANYO | LED-42XR10FH | 1010BWLE42XR10FH0500 |  | DONATED ITEM | BROKEN HILL | BHHS, RENAL DIALYSIS | CHAIR 3 | 0 | 42174
A06445 | VENTILATOR, INFANTFISHER & PAYKELRD900AEU | VENTILATOR, INFANT | FISHER & PAYKEL | RD900AEU |  | NEOPUFF INFANT T-PIECE RESUSCITATOR | FISHER & PAYKEL HEALTHCARE | BROKEN HILL | BHHS, A&E | BHHS, A&E | 0 | 42177
A06447 | PULSE OXIMETERMASIMORAD 5 | PULSE OXIMETER | MASIMO | RAD 5 | N91081 | SPO2 MONITOR | MASIMO AUSTRALIA PTY LTD | BROKEN HILL | BHHS, PAEDIATRICS | BHHS, PAEDIATRICS | 1050 | 42179
A06448 | DOPPLEREDANSD3 | DOPPLER | EDAN | SD3 | 342012-M14702590018 | ULTRASONIC POCKET DOPPLER | AMA MEDICAL PRODUCTS | BROKEN HILL | BHHS, A&E | BHHS, A&E | 0 | 42181
A06449 | DOPPLEREDANSD3 | DOPPLER | EDAN | SD3 | 342012-M14702590016 | ULTRASONIC POCKET DOPPLER | AMA MEDICAL PRODUCTS | BROKEN HILL | BHHS, OBU | BHHS, OBU | 0 | 42181
A06450 | DOPPLEREDANSD3 | DOPPLER | EDAN | SD3 | 342012-M14702590020 | ULTRASONIC POCKET DOPPLER | AMA MEDICAL PRODUCTS | BROKEN HILL | BHHS, OBU | BHHS, OBU | 0 | 42181
A06451 | DOPPLEREDANSD3 | DOPPLER | EDAN | SD3 | 342012-M14702590019 | ULTRASONIC POCKET DOPPLER | AMA MEDICAL PRODUCTS | BROKEN HILL | BHHS, OBU | BHHS, OBU | 0 | 42181
A06452 | DOPPLEREDANSD3 | DOPPLER | EDAN | SD3 | 342012-M14702590017 | ULTRASONIC POCKET DOPPLER | AMA MEDICAL PRODUCTS | BROKEN HILL | BHHS, OBU | BHHS, OBU | 0 | 42181
A06453 | TABLE, EXAMINATION/TREATMENTHEALTHTEC53121T-7 | TABLE, EXAMINATION/TREATMENT | HEALTHTEC | 53121T-7 |  |  | HEALTHTEC | BROKEN HILL | BHHS, PALIATIVE CARE |  | 1500 | 42191
A06455 | INFUSION PUMP, ANALGESIC, PATIENT-CONTROLLEDQCORE MEDICAL15031-000-0001 | INFUSION PUMP, ANALGESIC, PATIENT-CONTROLLED | QCORE MEDICAL | 15031-000-0001 | 30019-5078 | SAPPHIRE EPIDURAL INFUSION PUMP SOFTWARE 13.22.1 | DEVICE TECHNOLOGIES AUST | BROKEN HILL | BHHS, OBU | BHHS, OBU | 2500 | 42214
A06455BAT | BATTERY, SECONDARYQCORE MEDICALLIN337-001 | BATTERY, SECONDARY | QCORE MEDICAL | LIN337-001 |  | SAPPHIRE INFUSION PUMP BATTERY | HOSPIRA PTY LTD | BROKEN HILL | BHHS |  | 0 | 42243
A06456 | INFUSION PUMP, ANALGESIC, PATIENT-CONTROLLEDQCORE MEDICAL15031-000-0001 | INFUSION PUMP, ANALGESIC, PATIENT-CONTROLLED | QCORE MEDICAL | 15031-000-0001 | 30019-6635 | SAPPHIRE MULTI THERAPY INFUSION PUMP | DEVICE TECHNOLOGIES AUST | BROKEN HILL | BHHS, THEATRE | BHHS, THEATRE | 2500 | 42215
A06456BAT | BATTERY, SECONDARYQCORE MEDICALLIN337-001 | BATTERY, SECONDARY | QCORE MEDICAL | LIN337-001 |  | SAPPHIRE INFUSION PUMP BATTERY | HOSPIRA PTY LTD | BROKEN HILL | BHHS, THEATRE |  | 0 | 42243
A06457 | INFUSION PUMP, ANALGESIC, PATIENT-CONTROLLEDQCORE MEDICAL15031-000-0001 | INFUSION PUMP, ANALGESIC, PATIENT-CONTROLLED | QCORE MEDICAL | 15031-000-0001 | 30019-6452 | SAPPHIRE MULTI THERAPY INFUSION PUMP | DEVICE TECHNOLOGIES AUST | BROKEN HILL | BHHS, THEATRE | BHHS, THEATRE | 2500 | 42215
A06457BAT | BATTERY, SECONDARYQCORE MEDICALLIN337-001 | BATTERY, SECONDARY | QCORE MEDICAL | LIN337-001 |  | SAPPHIRE INFUSION PUMP BATTERY | HOSPIRA PTY LTD | BROKEN HILL | BHHS |  | 0 | 42243
A06458 | INFUSION PUMP, ANALGESIC, PATIENT-CONTROLLEDQCORE MEDICAL15031-000-0001 | INFUSION PUMP, ANALGESIC, PATIENT-CONTROLLED | QCORE MEDICAL | 15031-000-0001 | 30016-3456 | SAPPHIRE MULTI THERAPY INFUSION PUMP | DEVICE TECHNOLOGIES AUST | BROKEN HILL | BHHS, THEATRE | BHHS, THEATRE | 2500 | 42215
A06458BAT | BATTERY, SECONDARYQCORE MEDICALLIN337-001 | BATTERY, SECONDARY | QCORE MEDICAL | LIN337-001 |  | SAPPHIRE INFUSION PUMP BATTERY | HOSPIRA PTY LTD | BROKEN HILL | BHHS |  | 0 | 42243
A06459 | INFUSION PUMP, ANALGESIC, PATIENT-CONTROLLEDQCORE MEDICAL15031-000-0001 | INFUSION PUMP, ANALGESIC, PATIENT-CONTROLLED | QCORE MEDICAL | 15031-000-0001 | 30019-2087 | SAPPHIRE MULTI THERAPY INFUSION PUMP | DEVICE TECHNOLOGIES AUST | BROKEN HILL | BHHS, THEATRE | BHHS, THEATRE | 2500 | 42215
A06459BAT | BATTERY, SECONDARYQCORE MEDICALLIN337-001 | BATTERY, SECONDARY | QCORE MEDICAL | LIN337-001 |  | SAPPHIRE INFUSION PUMP BATTERY | HOSPIRA PTY LTD | BROKEN HILL | BHHS |  | 0 | 42243
A06460 | INFUSION PUMP, ANALGESIC, PATIENT-CONTROLLEDQCORE MEDICAL15031-000-0001 | INFUSION PUMP, ANALGESIC, PATIENT-CONTROLLED | QCORE MEDICAL | 15031-000-0001 | 30019-6690 | SAPPHIRE MULTI THERAPY INFUSION PUMP | DEVICE TECHNOLOGIES AUST | BROKEN HILL | BHHS, THEATRE | BHHS, THEATRE | 2500 | 42215
A06460BAT | BATTERY, SECONDARYQCORE MEDICALLIN337-001 | BATTERY, SECONDARY | QCORE MEDICAL | LIN337-001 |  | SAPPHIRE INFUSION PUMP BATTERY | HOSPIRA PTY LTD | BROKEN HILL | BHHS, THEATRE | BHHS, THEATRE | 0 | 42243
A06461 | INFUSION PUMP, ANALGESIC, PATIENT-CONTROLLEDQCORE MEDICAL15031-000-0001 | INFUSION PUMP, ANALGESIC, PATIENT-CONTROLLED | QCORE MEDICAL | 15031-000-0001 | 30019-6641 | SAPPHIRE MULTI THERAPY INFUSION PUMP | DEVICE TECHNOLOGIES AUST | BROKEN HILL | BHHS, THEATRE | BHHS, THEATRE | 2500 | 42215
A06461BAT | BATTERY, SECONDARYQCORE MEDICALLIN337-001 | BATTERY, SECONDARY | QCORE MEDICAL | LIN337-001 |  | SAPPHIRE INFUSION PUMP BATTERY | HOSPIRA PTY LTD | BROKEN HILL | BHHS |  | 0 | 42243
A06462 | INFUSION PUMP, ANALGESIC, PATIENT-CONTROLLEDQCORE MEDICAL15031-000-0001 | INFUSION PUMP, ANALGESIC, PATIENT-CONTROLLED | QCORE MEDICAL | 15031-000-0001 | 30019-4669 | SAPPHIRE MULTI THERAPY INFUSION PUMP | DEVICE TECHNOLOGIES AUST | BROKEN HILL | BHHS, THEATRE | BHHS, THEATRE | 2500 | 42215
A06462BAT | BATTERY, SECONDARYQCORE MEDICALLIN337-001 | BATTERY, SECONDARY | QCORE MEDICAL | LIN337-001 |  | SAPPHIRE INFUSION PUMP BATTERY | HOSPIRA PTY LTD | BROKEN HILL | BHHS |  | 0 | 42243
A06463 | INFUSION PUMP, ANALGESIC, PATIENT-CONTROLLEDQCORE MEDICAL15031-000-0001 | INFUSION PUMP, ANALGESIC, PATIENT-CONTROLLED | QCORE MEDICAL | 15031-000-0001 | 30016-6395 | SAPPHIRE MULTI THERAPY INFUSION PUMP | DEVICE TECHNOLOGIES AUST | BROKEN HILL | BHHS, EDUCATION | MU17 | 2500 | 42215
A06463BAT | BATTERY, SECONDARYQCORE MEDICALLIN337-001 | BATTERY, SECONDARY | QCORE MEDICAL | LIN337-001 |  | SAPPHIRE INFUSION PUMP BATTERY | HOSPIRA PTY LTD | BROKEN HILL | BHHS |  | 0 | 42243
A06465 | CTG (CARDIOTOCOGRAPH)PHILIPS MEDICAL SYSTEMSM2703A | CTG (CARDIOTOCOGRAPH) | PHILIPS MEDICAL SYSTEMS | M2703A | DE45824025 | FM30 AVALON | PHILIPS HEALTHCARE | BROKEN HILL | BHHS, OBU | BHHS, OBU | 0 | 42222
A06466 | AEROSOL GENERATORFLAEM NUOVA S.P.A.ECON-O-MIST FORTE | AEROSOL GENERATOR | FLAEM NUOVA S.P.A. | ECON-O-MIST FORTE | 10A195A1024 | AEROSOL GENERATOR |  | BROKEN HILL | BHHS, PALIATIVE CARE |  | 130 | 40147
A06467 | BATTERY PACKLINAKBAJ200000010 | BATTERY PACK | LINAK | BAJ200000010 |  | BATTERY PACK | LINAK | BROKEN HILL | BHHS, PALIATIVE CARE |  | 0
A06468 | BATTERY PACKLINAKBAJ100000011 | BATTERY PACK | LINAK | BAJ100000011 |  | BATTERY PACK | LINAK | BROKEN HILL | BHHS, PALIATIVE CARE |  | 0
A06469 | BATTERY CHARGERLINAKCHJ20000020J011 | BATTERY CHARGER | LINAK | CHJ20000020J011 |  |  |  | BROKEN HILL | BHHS, PALIATIVE CARE |  | 0
A06470 | BLOOD PRESSURE MEASUREMENT SYSTEM, NONINVASIVEOMRON HEALTHCARE INCHEM-7121 | BLOOD PRESSURE MEASUREMENT SYSTEM, NONINVASIVE | OMRON HEALTHCARE INC | HEM-7121 | 20150406925VG | AUTOMATIC NIBP MACHINE |  | BROKEN HILL | BHHS, PALIATIVE CARE |  | 0 | 42226
A06471 | BLOOD PRESSURE MEASUREMENT SYSTEM, NONINVASIVEOMRON HEALTHCARE INCHEM-7121 | BLOOD PRESSURE MEASUREMENT SYSTEM, NONINVASIVE | OMRON HEALTHCARE INC | HEM-7121 | 20150406996VG | AUTOMATIC NIBP MACHINE |  | BROKEN HILL | BHHS, PALIATIVE CARE |  | 0 | 42226
A06472 | BLOOD PRESSURE MEASUREMENT SYSTEM, NONINVASIVEOMRON HEALTHCARE INCHEM-7121 | BLOOD PRESSURE MEASUREMENT SYSTEM, NONINVASIVE | OMRON HEALTHCARE INC | HEM-7121 | 20150406924VG | AUTOMATIC NIBP MACHINE |  | BROKEN HILL | BHHS, PALIATIVE CARE | BHHS, PALIATIVE CARE | 0 | 42226
A06473 | BLOOD PRESSURE MEASUREMENT SYSTEM, NONINVASIVEOMRON HEALTHCARE INCHEM-7121 | BLOOD PRESSURE MEASUREMENT SYSTEM, NONINVASIVE | OMRON HEALTHCARE INC | HEM-7121 | 20150406930VG | AUTOMATIC NIBP MACHINE |  | BROKEN HILL | BHHS, PALIATIVE CARE | BHHS, PALIATIVE CARE | 0 | 42226
A06474 | VIDEO IMAGE PROCESSOR, ENDOSCOPICOLYMPUSCV-190 | VIDEO IMAGE PROCESSOR, ENDOSCOPIC | OLYMPUS | CV-190 | 7503894 | CV-190 EXERA III | OLYMPUS AUSTRALIA PTY. LTD. | BROKEN HILL | BHHS, THEATRE | BHHS, THEATRE | 0 | 42226
A06475 | LIGHT SOURCE, ENDOSCOPE, XENON ARCOLYMPUSCLV-190 | LIGHT SOURCE, ENDOSCOPE, XENON ARC | OLYMPUS | CLV-190 | 7550601 | CLV-190 EXERA III | OLYMPUS AUSTRALIA PTY. LTD. | BROKEN HILL | BHHS, THEATRE | BHHS, THEATRE | 0 | 42226
A06476 | LCD MONITOROLYMPUSOEV262H | LCD MONITOR | OLYMPUS | OEV262H | 7530117 |  | OLYMPUS AUSTRALIA PTY. LTD. | BROKEN HILL | BHHS, THEATRE | BHHS, THEATRE | 0 | 42226
A06478 | OPHTHALMIC EXAMINATION/TREATMENT TABLE/STAND, LINE-POWEREDCARL ZEISS INCIT1060 | OPHTHALMIC EXAMINATION/TREATMENT TABLE/STAND, LINE-POWERED | CARL ZEISS INC | IT1060 | 2005179 |  | ZEISS | BROKEN HILL | BHHS, SPECIALIST CLINIC | BHHS, SPECIALIST CLINIC | 0 | 42229
A06482 | CHAIR SCALESECA CORP954 | CHAIR SCALE | SECA CORP | 954 | 10000000044920 | CHAIR SCALES | ECOMED | WENTWORTH | WENTWORTH | WENTWORTH | 0 | 42244
A06483 | CHAIR, DISABLED PERSONOSCAR FURNITUREB24 | CHAIR, DISABLED PERSON | OSCAR FURNITURE | B24 | JOB17177 |  |  | BROKEN HILL | BHHS, PALIATIVE CARE | BHHS, PALIATIVE CARE | 2750 | 42243
A06483BAT | BATTERY, SECONDARYLINAKBA1811-1300-000 | BATTERY, SECONDARY | LINAK | BA1811-1300-000 |  | BATTERY PACK | COUNTRY CARE | BROKEN HILL | BHHS, PALIATIVE CARE | BHHS, PALIATIVE CARE | 0 | 42243
A06484 | LASER DELIVERY SYSTEMDORNIER MEDTECHMEDILAS H30 WL | LASER DELIVERY SYSTEM | DORNIER MEDTECH | MEDILAS H30 WL | H30-0537 | DORNIER LASER | MEDITRON PTY LTD | BROKEN HILL | BHHS, THEATRE | BHHS, THEATRE | 59500 | 42247
A06485 | OXYGEN CONCENTRATORRESPIRONICS INCEVERFLO OPI | OXYGEN CONCENTRATOR | RESPIRONICS INC | EVERFLO OPI | 0002086 | OXYGEN CONCENTRATOR | PHILIPS RESPIRONICS AUSTRALIA | BROKEN HILL | BHHS, PALIATIVE CARE | BHHS, PALIATIVE CARE | 1709 | 42247
A06486 | OXYGEN CONCENTRATORRESPIRONICS INCEVERFLO OPI | OXYGEN CONCENTRATOR | RESPIRONICS INC | EVERFLO OPI | 0002196 | OXYGEN CONCENTRATOR | PHILIPS RESPIRONICS AUSTRALIA | BROKEN HILL | BHHS, PALIATIVE CARE | BHHS, PALIATIVE CARE | 1709 | 42247
A06487 | VITAL SIGNS MONITORWELCH ALLYN6000 SERIES | VITAL SIGNS MONITOR | WELCH ALLYN | 6000 SERIES | 100028773215 | VITAL SIGNS MONITOR | WELCH ALLYN AUSTRALIA | BROKEN HILL | BHHS, MEDICAL | BHHS, MEDICAL | 3300 | 42250
A06487BAT | BATTERY, SECONDARYWELCH ALLYNBATT99 | BATTERY, SECONDARY | WELCH ALLYN | BATT99 | 19410442 | BATTERY PACK | WELCH ALLYN AUSTRALIA | BROKEN HILL | BHHS, MEDICAL | BHHS, MEDICAL | 0 | 42250
A06492 | MASSAGER, ELECTRICALLY-POWERED, HOME USECONAIRSH27 | MASSAGER, ELECTRICALLY-POWERED, HOME USE | CONAIR | SH27 |  |  |  | BROKEN HILL | BHHS, PALIATIVE CARE | BHHS, PALIATIVE CARE | 0 | 42258
A06493 | ULTRASOUND SYSTEM, IMAGING, OPHTHALMICCARL ZEISS MEDITEC AG1692-983 | ULTRASOUND SYSTEM, IMAGING, OPHTHALMIC | CARL ZEISS MEDITEC AG | 1692-983 | 1115090 | IOLMASTER 500 | CARL ZEISS PTY LTD | BROKEN HILL | BHHS, SPECIALIST CLINIC | BHHS, SPECIALIST CLINIC | 36500 | 42229
A06494 | AEROSOL GENERATORFLAEM NUOVA S.P.A.VENTALAIR MAX | AEROSOL GENERATOR | FLAEM NUOVA S.P.A. | VENTALAIR MAX | 14AB22A0403 | AEROSOL GENERATOR | EBOS GROUP PTY LTD | BROKEN HILL | BHHS, MEDICAL | BHHS, MEDICAL | 165 | 42278
A06495 | AEROSOL GENERATORFLAEM NUOVA S.P.A.VENTALAIR MAX | AEROSOL GENERATOR | FLAEM NUOVA S.P.A. | VENTALAIR MAX | 14AB22A0404 | AEROSOL GENERATOR | EBOS GROUP PTY LTD | BROKEN HILL | BHHS, MEDICAL | BHHS, MEDICAL | 165 | 42278
A06496 | AEROSOL GENERATORFLAEM NUOVA S.P.A.VENTALAIR MAX | AEROSOL GENERATOR | FLAEM NUOVA S.P.A. | VENTALAIR MAX | 14AB22A0379 | AEROSOL GENERATOR | EBOS GROUP PTY LTD | BROKEN HILL | BHHS, MEDICAL | BHHS, MEDICAL | 165 | 42278
A06497 | AEROSOL GENERATORFLAEM NUOVA S.P.A.VENTALAIR MAX | AEROSOL GENERATOR | FLAEM NUOVA S.P.A. | VENTALAIR MAX | 14AB22A0382 | AEROSOL GENERATOR | EBOS GROUP PTY LTD | BROKEN HILL | BHHS, MEDICAL | BHHS, MEDICAL | 165 | 42278
A06506 | VITAL SIGNS MONITORWELCH ALLYN6000 SERIES | VITAL SIGNS MONITOR | WELCH ALLYN | 6000 SERIES | 100023813115 | VITAL SIGNS MONITOR | WELCH ALLYN AUSTRALIA | WILCANNIA | WILCANNIA | WILCANNIA | 4273.12 | 42279
A06506BAT | BATTERY, SECONDARYWELCH ALLYNBATT99 | BATTERY, SECONDARY | WELCH ALLYN | BATT99 | 0702161130319 | BATTERY PACK | WELCH ALLYN AUSTRALIA | WILCANNIA | WILCANNIA | WILCANNIA | 0 | 42279
A06508 | BED, GENERAL-PURPOSE, ELECTRICALLY-POWEREDALRICK MANUFACTURING6500 | BED, GENERAL-PURPOSE, ELECTRICALLY-POWERED | ALRICK MANUFACTURING | 6500 | 08562 |  |  | WILCANNIA | WILCANNIA | WILCANNIA | 0 | 42285
A06509 | BED, ELECTRICHENDICARE400 | BED, ELECTRIC | HENDICARE | 400 | 15637 |  |  | WILCANNIA | WILCANNIA | WILCANNIA | 0 | 42285
A06511 | OXIMETER, PULSENONIN MEDICAL INC9560 | OXIMETER, PULSE | NONIN MEDICAL INC | 9560 | 801943287 | FINGER TIP OXIMETER | TUNSTALL AUSTRALASIA PTY LTD | BROKEN HILL | BHHS, CHRONIC CARE |  | 481 | 42285
A06512 | BLOOD PRESSURE MEASUREMENT SYSTEM, NONINVASIVEA&D COMPANY, LIMITEDUA-767PBT | BLOOD PRESSURE MEASUREMENT SYSTEM, NONINVASIVE | A&D COMPANY, LIMITED | UA-767PBT | 5130500323 | NIBP MACHINE | TUNSTALL AUSTRALASIA PTY LTD | BROKEN HILL | BHHS, CHRONIC CARE |  | 375 | 42285
A06519 | BLOOD PRESSURE MEASUREMENT SYSTEM, NONINVASIVEA&D COMPANY, LIMITEDUA-767PBT | BLOOD PRESSURE MEASUREMENT SYSTEM, NONINVASIVE | A&D COMPANY, LIMITED | UA-767PBT | 5130500328 | NIBP MACHINE | TUNSTALL AUSTRALASIA PTY LTD | BROKEN HILL | BHHS, CHRONIC CARE |  | 375 | 42286
A06521 | SCALE, PATIENT, FLOORA&D COMPANY, LIMITEDUC-321PBT | SCALE, PATIENT, FLOOR | A&D COMPANY, LIMITED | UC-321PBT | 5130500686 | SCALE | TUNSTALL AUSTRALASIA PTY LTD | BROKEN HILL | BHHS, CHRONIC CARE |  | 430 | 42291
A06522 | SCALE, PATIENT, FLOORA&D COMPANY, LIMITEDUC-321PBT | SCALE, PATIENT, FLOOR | A&D COMPANY, LIMITED | UC-321PBT | 5130500751 | SCALE | TUNSTALL AUSTRALASIA PTY LTD | BROKEN HILL | BHHS, CHRONIC CARE |  | 430 | 42291
A06523 | SCALE, PATIENT, FLOORA&D COMPANY, LIMITEDUC-321PBT | SCALE, PATIENT, FLOOR | A&D COMPANY, LIMITED | UC-321PBT | 5130500754 | SCALE | TUNSTALL AUSTRALASIA PTY LTD | BROKEN HILL | BHHS, CHRONIC CARE |  | 430 | 42291
A06524 | SCALE, PATIENT, FLOORA&D COMPANY, LIMITEDUC-321PBT | SCALE, PATIENT, FLOOR | A&D COMPANY, LIMITED | UC-321PBT | 5130500753 | SCALE | TUNSTALL AUSTRALASIA PTY LTD | BROKEN HILL | BHHS, CHRONIC CARE |  | 430 | 42291
A06525 | SCALE, PATIENT, FLOORA&D COMPANY, LIMITEDUC-321PBT | SCALE, PATIENT, FLOOR | A&D COMPANY, LIMITED | UC-321PBT | 5130500755 | SCALE | TUNSTALL AUSTRALASIA PTY LTD | BROKEN HILL | BHHS, CHRONIC CARE |  | 430 | 42291
A06526 | SCALE, PATIENT, FLOORA&D COMPANY, LIMITEDUC-321PBT | SCALE, PATIENT, FLOOR | A&D COMPANY, LIMITED | UC-321PBT | 5130500752 | SCALE | TUNSTALL AUSTRALASIA PTY LTD | BROKEN HILL | BHHS, CHRONIC CARE |  | 430 | 42291
A06527 | SCALE, PATIENT, FLOORA&D COMPANY, LIMITEDUC-321PBT | SCALE, PATIENT, FLOOR | A&D COMPANY, LIMITED | UC-321PBT | 5130500741 | SCALE | TUNSTALL AUSTRALASIA PTY LTD | BROKEN HILL | BHHS, CHRONIC CARE |  | 430 | 42291
A06528 | SCALE, PATIENT, FLOORA&D COMPANY, LIMITEDUC-321PBT | SCALE, PATIENT, FLOOR | A&D COMPANY, LIMITED | UC-321PBT | 5130500742 | SCALE | TUNSTALL AUSTRALASIA PTY LTD | BROKEN HILL | BHHS, CHRONIC CARE |  | 430 | 42291
A06529 | SCALE, PATIENT, FLOORA&D COMPANY, LIMITEDUC-321PBT | SCALE, PATIENT, FLOOR | A&D COMPANY, LIMITED | UC-321PBT | 5130500743 | SCALE | TUNSTALL AUSTRALASIA PTY LTD | BROKEN HILL | BHHS, CHRONIC CARE |  | 430 | 42291
A06530 | SCALE, PATIENT, FLOORA&D COMPANY, LIMITEDUC-321PBT | SCALE, PATIENT, FLOOR | A&D COMPANY, LIMITED | UC-321PBT | 5130500745 | SCALE | TUNSTALL AUSTRALASIA PTY LTD | BROKEN HILL | BHHS, CHRONIC CARE |  | 430 | 42291
A06531 | SCALE, PATIENT, FLOORA&D COMPANY, LIMITEDUC-321PBT | SCALE, PATIENT, FLOOR | A&D COMPANY, LIMITED | UC-321PBT | 5130500744 | SCALE | TUNSTALL AUSTRALASIA PTY LTD | BROKEN HILL | BHHS, CHRONIC CARE |  | 430 | 42291
A06532 | SCALE, PATIENT, FLOORA&D COMPANY, LIMITEDUC-321PBT | SCALE, PATIENT, FLOOR | A&D COMPANY, LIMITED | UC-321PBT | 5130500766 | SCALE | TUNSTALL AUSTRALASIA PTY LTD | BROKEN HILL | BHHS, CHRONIC CARE |  | 430 | 42291
A06533 | SCALE, PATIENT, FLOORA&D COMPANY, LIMITEDUC-321PBT | SCALE, PATIENT, FLOOR | A&D COMPANY, LIMITED | UC-321PBT | 5130500767 | SCALE | TUNSTALL AUSTRALASIA PTY LTD | BROKEN HILL | BHHS, CHRONIC CARE |  | 430 | 42291
A06534 | SCALE, PATIENT, FLOORA&D COMPANY, LIMITEDUC-321PBT | SCALE, PATIENT, FLOOR | A&D COMPANY, LIMITED | UC-321PBT | 5130500769 | SCALE | TUNSTALL AUSTRALASIA PTY LTD | BROKEN HILL | BHHS, CHRONIC CARE |  | 430 | 42291
A06535 | SCALE, PATIENT, FLOORA&D COMPANY, LIMITEDUC-321PBT | SCALE, PATIENT, FLOOR | A&D COMPANY, LIMITED | UC-321PBT | 5130500770 | SCALE | TUNSTALL AUSTRALASIA PTY LTD | BROKEN HILL | BHHS, CHRONIC CARE |  | 430 | 42291
A06536 | SCALE, PATIENT, FLOORA&D COMPANY, LIMITEDUC-321PBT | SCALE, PATIENT, FLOOR | A&D COMPANY, LIMITED | UC-321PBT | 5130500768 | SCALE | TUNSTALL AUSTRALASIA PTY LTD | BROKEN HILL | BHHS, CHRONIC CARE |  | 430 | 42291
A06537 | OXIMETER, PULSENONIN MEDICAL INC9560 | OXIMETER, PULSE | NONIN MEDICAL INC | 9560 | 501943275 | FINGER TIP OXIMETER | TUNSTALL AUSTRALASIA PTY LTD | BROKEN HILL | BHHS, CHRONIC CARE |  | 481 | 42304
A06538 | GLUCOSE METER, SELF-TESTINGENTRA HEALTH SYSTEMS PTY LTDMGH-BT1 | GLUCOSE METER, SELF-TESTING | ENTRA HEALTH SYSTEMS PTY LTD | MGH-BT1 | 1080841749 | GLUCOMETER | TUNSTALL AUSTRALASIA PTY LTD | BROKEN HILL | BHHS, CHRONIC CARE |  | 99.9 | 42304
A06539 | BLOOD PRESSURE MEASUREMENT SYSTEM, NONINVASIVEA&D COMPANY, LIMITEDUA-767PBT | BLOOD PRESSURE MEASUREMENT SYSTEM, NONINVASIVE | A&D COMPANY, LIMITED | UA-767PBT | 5130500371 | NIBP MACHINE | TUNSTALL AUSTRALASIA PTY LTD | BROKEN HILL | BHHS, CHRONIC CARE |  | 375 | 42304
A06540 | SCALE, PATIENT, FLOORSECA CORP876 1321004 | SCALE, PATIENT, FLOOR | SECA CORP | 876 1321004 | 5876252110706 |  | ECOMED | IVANHOE | IVANHOE, A&E | EMERGENCY RESUS ROOM | 0 | 42297
A06541 | TABLE, PHYSICAL THERAPYMETRON MEDICAL AUSTRT9717W | TABLE, PHYSICAL THERAPY | METRON MEDICAL AUSTR | T9717W | 0611971712 | EXAMINATION TABLE |  | IVANHOE | IVANHOE | CONSULT ROOOM 3 | 0 | 42297
A06542 | SCALE, PATIENT, FLOORSECA CORP769 1321004 | SCALE, PATIENT, FLOOR | SECA CORP | 769 1321004 | 5769128121968 |  | ECOMED | IVANHOE | IVANHOE | CONSULT ROOOM 3 | 0 | 42297
A06543 | TABLE, PHYSICAL THERAPYSOLARISGLIDE | TABLE, PHYSICAL THERAPY | SOLARIS | GLIDE | 1272-0614-006 |  | DALCROSS | IVANHOE | IVANHOE | CONSULT ROOM 2 | 0 | 42297
A06544 | EXAMINATION LIGHTWELCH ALLYNGS300 | EXAMINATION LIGHT | WELCH ALLYN | GS300 | 140401 | PATIENT EXAMINATION LIGHT | WELCH ALLYN AUSTRALIA | IVANHOE | IVANHOE | CONSULT ROOM 2 | 0 | 42297
A06545 | SCALE, PATIENT, FLOORPROPERT3182 | SCALE, PATIENT, FLOOR | PROPERT | 3182 |  |  |  | IVANHOE | IVANHOE | CONSULT ROOM 2 | 0 | 42297
A06546 | TABLE, PHYSICAL THERAPYSOLARISGLIDE | TABLE, PHYSICAL THERAPY | SOLARIS | GLIDE | 1273-0614-024 |  | DALCROSS | IVANHOE | IVANHOE | CONSULT ROOM 1 | 0 | 42297
A06547 | FETAL HEART DETECTOR, ULTRASONICARJO HUNTLEIGHFD1 | FETAL HEART DETECTOR, ULTRASONIC | ARJO HUNTLEIGH | FD1 | FD1PX0367782-14 | FETAL HEART DETECTOR | ARJOHUNTLEIGH | IVANHOE | IVANHOE | CONSULT ROOM 1 | 0 | 42297
A06548 | EXAMINATION LIGHTWELCH ALLYNGS300 | EXAMINATION LIGHT | WELCH ALLYN | GS300 | 140326 | PATIENT EXAMINATION LIGHT | WELCH ALLYN AUSTRALIA | IVANHOE | IVANHOE | CONSULT ROOM 1 | 0 | 42297
A06549 | SPHYGMOMANOMETER, ANEROIDWELCH ALLYN7670-01 | SPHYGMOMANOMETER, ANEROID | WELCH ALLYN | 7670-01 | 150309171605 | SPHYGMO, ANEROID, WALL MOUNTED | WELCH ALLYN AUSTRALIA | IVANHOE | IVANHOE | CONSULT ROOM 1 | 0 | 42297
A06550 | SPHYGMOMANOMETER, ANEROIDWELCH ALLYN7670-01 | SPHYGMOMANOMETER, ANEROID | WELCH ALLYN | 7670-01 | 150309173115 | SPHYGMO, ANEROID, WALL MOUNTED | WELCH ALLYN AUSTRALIA | IVANHOE | IVANHOE |  | 0 | 42297
A06552 | BODY PROTECTED AREABODY PROTECTED | BODY PROTECTED AREA |  | BODY PROTECTED |  | CIRCUITS BPP1, ESSBPP1 & P16CL |  | IVANHOE | IVANHOE | CONSULT ROOM 1 | 0 | 42297
A06553 | BODY PROTECTED AREABODY PROTECTED | BODY PROTECTED AREA |  | BODY PROTECTED |  | CIRCUITS RCD1 - BPP2, RCD2 - ESS BPP2 & RCD3 - P16CL |  | IVANHOE | IVANHOE | CONSULT ROOM 2 | 0 | 42297
A06554 | BODY PROTECTED AREABODY PROTECTED | BODY PROTECTED AREA |  | BODY PROTECTED |  | CIRCUITS BPP3 & ESS BPP3 |  | IVANHOE | IVANHOE | CONSULT ROOOM 3 | 0 | 42297
A06555 | BODY PROTECTED AREABODY PROTECTED | BODY PROTECTED AREA |  | BODY PROTECTED |  | CIRCUITS RCD1 - BPP6, RCD3 - BPP7, RCD2 - ES BPP5, RCD4 - ES BPP6 & P16CL |  | IVANHOE | IVANHOE | CONSULT ROOM 4 | 0 | 42297
A06556 | TESTERMASIMOMASIMO RAINBOW TESTER | TESTER | MASIMO | MASIMO RAINBOW TESTER |  | SPO2 TESTER | MASIMO AUSTRALIA PTY LTD | BROKEN HILL | BHHS, BIOMEDICAL | BI01 | 514 | 42300
A06557 | SCALE, PATIENT, FLOORA&D COMPANY, LIMITEDUC-321PBT | SCALE, PATIENT, FLOOR | A&D COMPANY, LIMITED | UC-321PBT | 5130500720 | SCALE | TUNSTALL AUSTRALASIA PTY LTD | BROKEN HILL | BHHS, CHRONIC CARE |  | 430 | 42304
A06558 | OXIMETER, PULSENONIN MEDICAL INC9560 | OXIMETER, PULSE | NONIN MEDICAL INC | 9560 | 501943270 | FINGER TIP OXIMETER | TUNSTALL AUSTRALASIA PTY LTD | BROKEN HILL | BHHS, CHRONIC CARE |  | 481 | 42304
A06559 | GLUCOSE METER, SELF-TESTINGENTRA HEALTH SYSTEMS PTY LTDMGH-BT1 | GLUCOSE METER, SELF-TESTING | ENTRA HEALTH SYSTEMS PTY LTD | MGH-BT1 | 1080841729 | GLUCOMETER | TUNSTALL AUSTRALASIA PTY LTD | BROKEN HILL | BHHS, CHRONIC CARE |  | 99.9 | 42304
A06560 | BLOOD PRESSURE MEASUREMENT SYSTEM, NONINVASIVEA&D COMPANY, LIMITEDUA-767PBT | BLOOD PRESSURE MEASUREMENT SYSTEM, NONINVASIVE | A&D COMPANY, LIMITED | UA-767PBT | 5130500420 | NIBP MACHINE | TUNSTALL AUSTRALASIA PTY LTD | BROKEN HILL | BHHS, CHRONIC CARE |  | 375 | 42305
A06561 | SCALE, PATIENT, FLOORA&D COMPANY, LIMITEDUC-321PBT | SCALE, PATIENT, FLOOR | A&D COMPANY, LIMITED | UC-321PBT | 5130500719 | SCALE | TUNSTALL AUSTRALASIA PTY LTD | BROKEN HILL | BHHS, CHRONIC CARE |  | 430 | 42305
A06562 | SCALE, BABYSALTER914 | SCALE, BABY | SALTER | 914 |  |  |  | TIBOOBURRA | TIBOOBURRA | TIBOOBURRA | 0 | 42305
A06563 | THERMOMETER, INFRARED, EARTAIDOC TECHNOLOGY CORPTD-1261 | THERMOMETER, INFRARED, EAR | TAIDOC TECHNOLOGY CORP | TD-1261 | 126131519000101F | TYMPANIC THERMOMETER | TUNSTALL AUSTRALASIA PTY LTD | BROKEN HILL | BHHS, CHRONIC CARE |  | 88 | 42305
A06565 | SCALE, PATIENT, FLOORA&D COMPANY, LIMITEDUC-321PBT | SCALE, PATIENT, FLOOR | A&D COMPANY, LIMITED | UC-321PBT | 5130500738 | SCALE | TUNSTALL AUSTRALASIA PTY LTD | BROKEN HILL | BHHS, CHRONIC CARE |  | 430 | 42306
A06566 | OXIMETER, PULSENONIN MEDICAL INC9560 | OXIMETER, PULSE | NONIN MEDICAL INC | 9560 | 501943289 | FINGER TIP OXIMETER | TUNSTALL AUSTRALASIA PTY LTD | BROKEN HILL | BHHS, CHRONIC CARE |  | 481 | 42306
A06568 | THERMOMETER, INFRARED, EARTAIDOC TECHNOLOGY CORPTD-1261 | THERMOMETER, INFRARED, EAR | TAIDOC TECHNOLOGY CORP | TD-1261 | 1261315190001020 | TYMPANIC THERMOMETER | TUNSTALL AUSTRALASIA PTY LTD | BROKEN HILL | BHHS, CHRONIC CARE |  | 88 | 42306
A06569 | BLOOD PRESSURE MEASUREMENT SYSTEM, NONINVASIVEA&D COMPANY, LIMITEDUA-767PBT | BLOOD PRESSURE MEASUREMENT SYSTEM, NONINVASIVE | A&D COMPANY, LIMITED | UA-767PBT | 5130500327 | NIBP MACHINE | TUNSTALL AUSTRALASIA PTY LTD | BROKEN HILL | BHHS, CHRONIC CARE |  | 375 | 42307
A06570 | SCALE, PATIENT, FLOORA&D COMPANY, LIMITEDUC-321PBT | SCALE, PATIENT, FLOOR | A&D COMPANY, LIMITED | UC-321PBT | 5130500737 | SCALE | TUNSTALL AUSTRALASIA PTY LTD | BROKEN HILL | BHHS, CHRONIC CARE |  | 430 | 42307
A06571 | BLOOD PRESSURE MEASUREMENT SYSTEM, NONINVASIVEA&D COMPANY, LIMITEDUA-767PBT | BLOOD PRESSURE MEASUREMENT SYSTEM, NONINVASIVE | A&D COMPANY, LIMITED | UA-767PBT | 5130500324 | NIBP MACHINE | TUNSTALL AUSTRALASIA PTY LTD | BROKEN HILL | BHHS, CHRONIC CARE |  | 375 | 42307
A06572 | OXIMETER, PULSENONIN MEDICAL INC9560 | OXIMETER, PULSE | NONIN MEDICAL INC | 9560 | 501943283 | FINGER TIP OXIMETER | TUNSTALL AUSTRALASIA PTY LTD | BROKEN HILL | BHHS, CHRONIC CARE |  | 481 | 42307
A06573 | GLUCOSE METER, SELF-TESTINGENTRA HEALTH SYSTEMS PTY LTDMGH-BT1 | GLUCOSE METER, SELF-TESTING | ENTRA HEALTH SYSTEMS PTY LTD | MGH-BT1 | 1080841730 | GLUCOMETER | TUNSTALL AUSTRALASIA PTY LTD | BROKEN HILL | BHHS, CHRONIC CARE |  | 99.9 | 42307
A06574 | SCALE, PATIENT, FLOORA&D COMPANY, LIMITEDUC-321PBT | SCALE, PATIENT, FLOOR | A&D COMPANY, LIMITED | UC-321PBT | 5130500718 | SCALE | TUNSTALL AUSTRALASIA PTY LTD | BROKEN HILL | BHHS, CHRONIC CARE |  | 430 | 42307
A06575 | LIFTER - PATIENTSUNRISE MEDICALOXF-ADVANCE-S | LIFTER - PATIENT | SUNRISE MEDICAL | OXF-ADVANCE-S | 1405L1059 | USE CALIBRATION HANDSET TO RESET SERVICE COUNTER. | SUNRISE MEDICAL | BALRANALD | BALRANALD |  | 0 | 42312
A06576 | BATTERY CHARGERLINAKCHJ200000130J081 | BATTERY CHARGER | LINAK | CHJ200000130J081 |  | LINAK BATTERY PACK CHARGER |  | BALRANALD | BALRANALD |  | 0 | 42312
A06577 | BATTERY PACKLINAKBAJ10001XX1 | BATTERY PACK | LINAK | BAJ10001XX1 |  | BATTERY PACK | LINAK | BALRANALD | BALRANALD |  | 0 | 42312
A06578 | GLUCOSE METER, SELF-TESTINGENTRA HEALTH SYSTEMS PTY LTDMGH-BT1 | GLUCOSE METER, SELF-TESTING | ENTRA HEALTH SYSTEMS PTY LTD | MGH-BT1 | 1080841731 | GLUCOMETER | TUNSTALL AUSTRALASIA PTY LTD | BROKEN HILL | BHHS, CHRONIC CARE |  | 99.9 | 42312
A06579 | OXIMETER, PULSENONIN MEDICAL INC9560 | OXIMETER, PULSE | NONIN MEDICAL INC | 9560 | 501943285 | FINGER TIP OXIMETER | TUNSTALL AUSTRALASIA PTY LTD | BROKEN HILL | BHHS, CHRONIC CARE |  | 481 | 42312
A06580 | BLOOD PRESSURE MEASUREMENT SYSTEM, NONINVASIVEA&D COMPANY, LIMITEDUA-767PBT | BLOOD PRESSURE MEASUREMENT SYSTEM, NONINVASIVE | A&D COMPANY, LIMITED | UA-767PBT | 5130500322 | NIBP MACHINE | TUNSTALL AUSTRALASIA PTY LTD | BROKEN HILL | BHHS, CHRONIC CARE |  | 375 | 42312
A06581 | SCALE, PATIENT, FLOORA&D COMPANY, LIMITEDUC-321PBT | SCALE, PATIENT, FLOOR | A&D COMPANY, LIMITED | UC-321PBT | 5130500736 | SCALE | TUNSTALL AUSTRALASIA PTY LTD | BROKEN HILL | BHHS, CHRONIC CARE |  | 430 | 42312
A06582 | OXIMETER, PULSENONIN MEDICAL INC9560 | OXIMETER, PULSE | NONIN MEDICAL INC | 9560 | 501943279 | FINGER TIP OXIMETER | TUNSTALL AUSTRALASIA PTY LTD | BROKEN HILL | BHHS, CHRONIC CARE |  | 481 | 42313
A06583 | GLUCOSE METER, SELF-TESTINGENTRA HEALTH SYSTEMS PTY LTDMGH-BT1 | GLUCOSE METER, SELF-TESTING | ENTRA HEALTH SYSTEMS PTY LTD | MGH-BT1 | 1080841750 | GLUCOMETER | TUNSTALL AUSTRALASIA PTY LTD | BROKEN HILL | BHHS, CHRONIC CARE |  | 99.9 | 42313
A06584 | BLOOD PRESSURE MEASUREMENT SYSTEM, NONINVASIVEA&D COMPANY, LIMITEDUA-767PBT | BLOOD PRESSURE MEASUREMENT SYSTEM, NONINVASIVE | A&D COMPANY, LIMITED | UA-767PBT | 5130500416 | NIBP MACHINE | TUNSTALL AUSTRALASIA PTY LTD | BROKEN HILL | BHHS, CHRONIC CARE |  | 375 | 42313
A06585 | SCALE, PATIENT, FLOORA&D COMPANY, LIMITEDUC-321PBT | SCALE, PATIENT, FLOOR | A&D COMPANY, LIMITED | UC-321PBT | 5130500716 | SCALE | TUNSTALL AUSTRALASIA PTY LTD | BROKEN HILL | BHHS, CHRONIC CARE |  | 430 | 42313
A06586 | OXIMETER, PULSENONIN MEDICAL INC9560 | OXIMETER, PULSE | NONIN MEDICAL INC | 9560 | 501943281 | FINGER TIP OXIMETER | TUNSTALL AUSTRALASIA PTY LTD | BROKEN HILL | BHHS, CHRONIC CARE |  | 481 | 42313
A06587 | GLUCOSE METER, SELF-TESTINGENTRA HEALTH SYSTEMS PTY LTDMGH-BT1 | GLUCOSE METER, SELF-TESTING | ENTRA HEALTH SYSTEMS PTY LTD | MGH-BT1 | 1080841751 | GLUCOMETER | TUNSTALL AUSTRALASIA PTY LTD | BROKEN HILL | BHHS, CHRONIC CARE |  | 99.9 | 42313
A06588 | BLOOD PRESSURE MEASUREMENT SYSTEM, NONINVASIVEA&D COMPANY, LIMITEDUA-767PBT | BLOOD PRESSURE MEASUREMENT SYSTEM, NONINVASIVE | A&D COMPANY, LIMITED | UA-767PBT | 5130500414 | NIBP MACHINE | TUNSTALL AUSTRALASIA PTY LTD | BROKEN HILL | BHHS, CHRONIC CARE |  | 375 | 42313
A06589 | SCALE, PATIENT, FLOORA&D COMPANY, LIMITEDUC-321PBT | SCALE, PATIENT, FLOOR | A&D COMPANY, LIMITED | UC-321PBT | 5130500689 | SCALE | TUNSTALL AUSTRALASIA PTY LTD | BROKEN HILL | BHHS, CHRONIC CARE |  | 430 | 42313
A06590 | OXIMETER, PULSENONIN MEDICAL INC9560 | OXIMETER, PULSE | NONIN MEDICAL INC | 9560 | 501943272 | FINGER TIP OXIMETER | TUNSTALL AUSTRALASIA PTY LTD | BROKEN HILL | BHHS, CHRONIC CARE |  | 481 | 42313
A06591 | GLUCOSE METER, SELF-TESTINGENTRA HEALTH SYSTEMS PTY LTDMGH-BT1 | GLUCOSE METER, SELF-TESTING | ENTRA HEALTH SYSTEMS PTY LTD | MGH-BT1 | 1080841728 | GLUCOMETER | TUNSTALL AUSTRALASIA PTY LTD | BROKEN HILL | BHHS, CHRONIC CARE |  | 99.9 | 42313
A06592 | BLOOD PRESSURE MEASUREMENT SYSTEM, NONINVASIVEA&D COMPANY, LIMITEDUA-767PBT | BLOOD PRESSURE MEASUREMENT SYSTEM, NONINVASIVE | A&D COMPANY, LIMITED | UA-767PBT | 5130500419 | NIBP MACHINE | TUNSTALL AUSTRALASIA PTY LTD | BROKEN HILL | BHHS, CHRONIC CARE |  | 375 | 42313
A06593 | SCALE, PATIENT, FLOORA&D COMPANY, LIMITEDUC-321PBT | SCALE, PATIENT, FLOOR | A&D COMPANY, LIMITED | UC-321PBT | 5130500717 | SCALE | TUNSTALL AUSTRALASIA PTY LTD | BROKEN HILL | BHHS, CHRONIC CARE |  | 430 | 42313
A06594 | INFUSION PUMP, SYRINGECAESAREA MEDICAL ELECTRONICS LTDNIKI T34 | INFUSION PUMP, SYRINGE | CAESAREA MEDICAL ELECTRONICS LTD | NIKI T34 | S24706 |  | REM SYSTEMS | BROKEN HILL | BHHS, PALIATIVE CARE | BHHS, PALIATIVE CARE | 0 | 40219
A06595 | ELECTROSURGICAL UNIT, ENTARTHROCARE CORPORATIONRF8000E | ELECTROSURGICAL UNIT, ENT | ARTHROCARE CORPORATION | RF8000E | CE0P0002MX | COBLATOR II | SMITH&NEPHEW | BROKEN HILL | BHHS, THEATRE |  | 0 | 42321
A06596 | BLOOD PRESSURE MEASUREMENT SYSTEM, NONINVASIVEUA-767PBT | BLOOD PRESSURE MEASUREMENT SYSTEM, NONINVASIVE |  | UA-767PBT | 5130500380 | NIBP MACHINE | TUNSTALL AUSTRALASIA PTY LTD | BROKEN HILL | BHHS, CHRONIC CARE |  | 375 | 42324
A06597 | OXIMETER, PULSENONIN MEDICAL INC9560 | OXIMETER, PULSE | NONIN MEDICAL INC | 9560 | 501942922 | FINGER TIP OXIMETER | TUNSTALL AUSTRALASIA PTY LTD | BROKEN HILL | BHHS, CHRONIC CARE |  | 481 | 42324
A06598 | GLUCOSE METER, SELF-TESTINGROCHE DIAGNOSTICS AUSTRALIA PTY LTDACCU-CHEK PERFORMA | GLUCOSE METER, SELF-TESTING | ROCHE DIAGNOSTICS AUSTRALIA PTY LTD | ACCU-CHEK PERFORMA | 68901671198 | GLUCOMETER | TUNSTALL AUSTRALASIA PTY LTD | BROKEN HILL | BHHS, CHRONIC CARE |  | 99.9 | 42324
A06599 | OXIMETER, PULSENONIN MEDICAL INC9560 | OXIMETER, PULSE | NONIN MEDICAL INC | 9560 | 501942913 | FINGER TIP OXIMETER | TUNSTALL AUSTRALASIA PTY LTD | BROKEN HILL | BHHS, CHRONIC CARE |  | 481 | 42324
A06600 | GLUCOSE METER, SELF-TESTINGROCHE DIAGNOSTICS AUSTRALIA PTY LTDACCU-CHEK PERFORMA | GLUCOSE METER, SELF-TESTING | ROCHE DIAGNOSTICS AUSTRALIA PTY LTD | ACCU-CHEK PERFORMA | 68901663466 | GLUCOMETER | TUNSTALL AUSTRALASIA PTY LTD | BROKEN HILL | BHHS, CHRONIC CARE |  | 99.9 | 42324
A06601 | GLUCOSE METER, SELF-TESTINGROCHE DIAGNOSTICS AUSTRALIA PTY LTDACCU-CHEK PERFORMA | GLUCOSE METER, SELF-TESTING | ROCHE DIAGNOSTICS AUSTRALIA PTY LTD | ACCU-CHEK PERFORMA | 68901662398 | GLUCOMETER | TUNSTALL AUSTRALASIA PTY LTD | BROKEN HILL | BHHS, CHRONIC CARE |  | 99.9 | 42324
A06602 | OXIMETER, PULSENONIN MEDICAL INC9560 | OXIMETER, PULSE | NONIN MEDICAL INC | 9560 | 501942920 | FINGER TIP OXIMETER | TUNSTALL AUSTRALASIA PTY LTD | BROKEN HILL | BHHS, CHRONIC CARE |  | 481 | 42324
A06603 | THERMOMETER, INFRARED, EARTAIDOC TECHNOLOGY CORPTD-1261 | THERMOMETER, INFRARED, EAR | TAIDOC TECHNOLOGY CORP | TD-1261 | 1261315190001110 | TYMPANIC THERMOMETER | TUNSTALL AUSTRALASIA PTY LTD | BROKEN HILL | BHHS, CHRONIC CARE |  | 88 | 42324
A06604 | OXIMETER, PULSENONIN MEDICAL INC9560 | OXIMETER, PULSE | NONIN MEDICAL INC | 9560 | 501943290 | FINGER TIP OXIMETER | TUNSTALL AUSTRALASIA PTY LTD | BROKEN HILL | BHHS, CHRONIC CARE |  | 481 | 42325
A06605 | BLOOD PRESSURE MEASUREMENT SYSTEM, NONINVASIVEUA-767PBT | BLOOD PRESSURE MEASUREMENT SYSTEM, NONINVASIVE |  | UA-767PBT | 5130500330 | NIBP MACHINE | TUNSTALL AUSTRALASIA PTY LTD | BROKEN HILL | BHHS, CHRONIC CARE |  | 375 | 42324
A06607 | BLOOD PRESSURE MEASUREMENT SYSTEM, NONINVASIVEUA-767PBT | BLOOD PRESSURE MEASUREMENT SYSTEM, NONINVASIVE |  | UA-767PBT | 5130500413 | NIBP MACHINE | TUNSTALL AUSTRALASIA PTY LTD | BROKEN HILL | BHHS, CHRONIC CARE |  | 375 | 42324
A06608 | THERMOMETER, INFRARED, EARTAIDOC TECHNOLOGY CORPTD-1261 | THERMOMETER, INFRARED, EAR | TAIDOC TECHNOLOGY CORP | TD-1261 | 1261315190001200 | TYMPANIC THERMOMETER | TUNSTALL AUSTRALASIA PTY LTD | BROKEN HILL | BHHS, CHRONIC CARE |  | 88 | 42324
A06610 | OXIMETER, PULSENONIN MEDICAL INC9560 | OXIMETER, PULSE | NONIN MEDICAL INC | 9560 | 501943286 | FINGER TIP OXIMETER | TUNSTALL AUSTRALASIA PTY LTD | BROKEN HILL | BHHS, CHRONIC CARE |  | 481 | 42325
A06611 | OXIMETER, PULSENONIN MEDICAL INC9560 | OXIMETER, PULSE | NONIN MEDICAL INC | 9560 | 501943311 | FINGER TIP OXIMETER | TUNSTALL AUSTRALASIA PTY LTD | BROKEN HILL | BHHS, CHRONIC CARE |  | 481 | 42325
A06613 | THERMOMETER, INFRARED, EARTAIDOC TECHNOLOGY CORPTD-1261 | THERMOMETER, INFRARED, EAR | TAIDOC TECHNOLOGY CORP | TD-1261 | 1261315190001060 | TYMPANIC THERMOMETER | TUNSTALL AUSTRALASIA PTY LTD | BROKEN HILL | BHHS, CHRONIC CARE |  | 88 | 42324
A06614 | BLOOD PRESSURE MEASUREMENT SYSTEM, NONINVASIVEUA-767PBT | BLOOD PRESSURE MEASUREMENT SYSTEM, NONINVASIVE |  | UA-767PBT | 5130500372 | NIBP MACHINE | TUNSTALL AUSTRALASIA PTY LTD | BROKEN HILL | BHHS, CHRONIC CARE |  | 375 | 42324
A06615 | THERMOMETER, INFRARED, EARTAIDOC TECHNOLOGY CORPTD-1261 | THERMOMETER, INFRARED, EAR | TAIDOC TECHNOLOGY CORP | TD-1261 | 126315190001064 | TYMPANIC THERMOMETER | TUNSTALL AUSTRALASIA PTY LTD | BROKEN HILL | BHHS, CHRONIC CARE |  | 88 | 42324
A06616 | BLOOD PRESSURE MEASUREMENT SYSTEM, NONINVASIVEUA-767PBT | BLOOD PRESSURE MEASUREMENT SYSTEM, NONINVASIVE |  | UA-767PBT | 5130500959 | NIBP MACHINE | TUNSTALL AUSTRALASIA PTY LTD | BROKEN HILL | BHHS, CHRONIC CARE |  | 375 | 42324
A06617 | BLOOD PRESSURE MEASUREMENT SYSTEM, NONINVASIVEUA-767PBT | BLOOD PRESSURE MEASUREMENT SYSTEM, NONINVASIVE |  | UA-767PBT | 5130500418 | NIBP MACHINE | TUNSTALL AUSTRALASIA PTY LTD | BROKEN HILL | BHHS, CHRONIC CARE |  | 375 | 42324
A06618 | OXIMETER, PULSENONIN MEDICAL INC9560 | OXIMETER, PULSE | NONIN MEDICAL INC | 9560 | 501943282 | FINGER TIP OXIMETER | TUNSTALL AUSTRALASIA PTY LTD | BROKEN HILL | BHHS, CHRONIC CARE |  | 481 | 42325
A06619 | THERMOMETER, INFRARED, EARTAIDOC TECHNOLOGY CORPTD-1261 | THERMOMETER, INFRARED, EAR | TAIDOC TECHNOLOGY CORP | TD-1261 | 4717095031463 | TYMPANIC THERMOMETER | TUNSTALL AUSTRALASIA PTY LTD | BROKEN HILL | BHHS, CHRONIC CARE |  | 88 | 42324
A06622 | OXIMETER, PULSENONIN MEDICAL INC9560 | OXIMETER, PULSE | NONIN MEDICAL INC | 9560 | 501943284 | FINGER TIP OXIMETER | TUNSTALL AUSTRALASIA PTY LTD | BROKEN HILL | BHHS, CHRONIC CARE |  | 481 | 42325
A06623 | THERMOMETER, INFRARED, EARTAIDOC TECHNOLOGY CORPTD-1261 | THERMOMETER, INFRARED, EAR | TAIDOC TECHNOLOGY CORP | TD-1261 | 126131519002720 | TYMPANIC THERMOMETER | TUNSTALL AUSTRALASIA PTY LTD | BROKEN HILL | BHHS, CHRONIC CARE |  | 88 | 42324
A06624 | BLOOD PRESSURE MEASUREMENT SYSTEM, NONINVASIVEUA-767PBT | BLOOD PRESSURE MEASUREMENT SYSTEM, NONINVASIVE |  | UA-767PBT | 5130500329 | NIBP MACHINE | TUNSTALL AUSTRALASIA PTY LTD | BROKEN HILL | BHHS, CHRONIC CARE |  | 375 | 42324
A06625 | BLOOD PRESSURE MEASUREMENT SYSTEM, NONINVASIVEUA-767PBT | BLOOD PRESSURE MEASUREMENT SYSTEM, NONINVASIVE |  | UA-767PBT | 5130500321 | NIBP MACHINE | TUNSTALL AUSTRALASIA PTY LTD | BROKEN HILL | BHHS, CHRONIC CARE |  | 375 | 42324
A06626 | THERMOMETER, INFRARED, EARTAIDOC TECHNOLOGY CORPTD-1261 | THERMOMETER, INFRARED, EAR | TAIDOC TECHNOLOGY CORP | TD-1261 | 1261315190001154 | TYMPANIC THERMOMETER | TUNSTALL AUSTRALASIA PTY LTD | BROKEN HILL | BHHS, CHRONIC CARE |  | 88 | 42324
A06627 | OXIMETER, PULSENONIN MEDICAL INC9560 | OXIMETER, PULSE | NONIN MEDICAL INC | 9560 | 501943280 | FINGER TIP OXIMETER | TUNSTALL AUSTRALASIA PTY LTD | BROKEN HILL | BHHS, CHRONIC CARE |  | 481 | 42325
A06628 | SPIROMETERVITALOGRAPH INC4000 | SPIROMETER | VITALOGRAPH INC | 4000 | AC168728 | LUNG MONITOR | TUNSTALL AUSTRALASIA PTY LTD | BROKEN HILL | BHHS, CHRONIC CARE |  | 1006 | 42325
A06629 | BLOOD PRESSURE MEASUREMENT SYSTEM, NONINVASIVEUA-767PBT | BLOOD PRESSURE MEASUREMENT SYSTEM, NONINVASIVE |  | UA-767PBT | 5130500969 | NIBP MACHINE | TUNSTALL AUSTRALASIA PTY LTD | BROKEN HILL | BHHS, CHRONIC CARE |  | 375 | 42324
A06630 | BLOOD PRESSURE MEASUREMENT SYSTEM, NONINVASIVEA&D COMPANY, LIMITEDUA-767PBT | BLOOD PRESSURE MEASUREMENT SYSTEM, NONINVASIVE | A&D COMPANY, LIMITED | UA-767PBT | 5130500311 | NIBP MACHINE | TUNSTALL AUSTRALASIA PTY LTD | BROKEN HILL | BHHS, CHRONIC CARE |  | 375 | 42335
A06633 | TESTERWELCH ALLYN407691 | TESTER | WELCH ALLYN | 407691 | 58434814AX | SERVICE TEST BOX FOR CONNEX VSM | WELCH ALLYN AUSTRALIA | BROKEN HILL | BHHS, BIOMEDICAL | BI01 | 482 | 42339
A06634 | HEADLAMP, OPERATING, BATTERY-OPERATEDRIVERPOINT MEDICALMLS01 | HEADLAMP, OPERATING, BATTERY-OPERATED | RIVERPOINT MEDICAL | MLS01 |  | SAPPHIRE O.R. SURGICAL HEADLIGHT SYSTEM |  | BROKEN HILL | BHHS, THEATRE | BHHS, THEATRE | 0 | 42339
A06634BAT1 | BATTERY, SECONDARYVARTAVARTA EASYPACK | BATTERY, SECONDARY | VARTA | VARTA EASYPACK |  | SAPHIRE SURGICAL HEADLAMP BATTERY LI-POLYMER 3.7V 8.4WH 2160MAH MIN 2260MAH TYPICAL |  | BROKEN HILL | BHHS, THEATRE | BHHS, THEATRE | 0 | 42339
A06634BAT2 | BATTERY, SECONDARYVARTAVARTA EASYPACK | BATTERY, SECONDARY | VARTA | VARTA EASYPACK |  | SAPHIRE SURGICAL HEADLAMP BATTERY LI-POLYMER 3.7V 8.4WH 2160MAH MIN 2260MAH TYPICAL |  | BROKEN HILL | BHHS, THEATRE | BHHS, THEATRE | 0 | 42339
A06637 | TABLE, EXAMINATION/TREATMENTAUSTRALIAN MEDICAL COUCHESAMC2550 | TABLE, EXAMINATION/TREATMENT | AUSTRALIAN MEDICAL COUCHES | AMC2550 | 2486 |  |  | MENINDEE | MENINDEE | MENINDEE | 0 | 42345
A06638 | BED, BIRTHINGHILL-ROMP3700E000036 | BED, BIRTHING | HILL-ROM | P3700E000036 | Q278AA6370 |  | HILLROM | BROKEN HILL | BHHS, OBU | BHHS, OBU | 18000 | 42346
A06639 | ULTRASONIC DIAGNOSTIC IMAGING EQUIPMENT, SPECIFIC USEECHOSENS SYSTEMEFIBROSCAN 402 | ULTRASONIC DIAGNOSTIC IMAGING EQUIPMENT, SPECIFIC USE | ECHOSENS SYSTEME | FIBROSCAN 402 | F40588 | SUPPLIED WITH XL PROBE (S90922) & M PROBE (S72122) | MEDICAL TECHNOLOGIES AUSTRALIA | BROKEN HILL | BHHS, PRIMARY HEALTH | BHHS, PRIMARY HEALTH | 98500 | 42347
A06640 | VENTILATOR, INFANTFISHER & PAYKELRD900AEU | VENTILATOR, INFANT | FISHER & PAYKEL | RD900AEU | 150831002866 | NEOPUFF INFANT T-PIECE RESUSCITATOR | FISHER & PAYKEL HEALTHCARE | MENINDEE | MENINDEE | MENINDEE | 0 | 42348
A06641 | VENTILATOR, INFANTFISHER & PAYKELRD900AEU | VENTILATOR, INFANT | FISHER & PAYKEL | RD900AEU | 150831002864 | NEOPUFF INFANT T-PIECE RESUSCITATOR | FISHER & PAYKEL HEALTHCARE | TIBOOBURRA | TIBOOBURRA | TIBOOBURRA | 0 | 42348
A06643 | SMOKE EVACUATION SYSTEM, SURGICALVALLEYLABSE3695 | SMOKE EVACUATION SYSTEM, SURGICAL | VALLEYLAB | SE3695 | VL007774X |  | MEDTRONIC COVIDIEN | BROKEN HILL | BHHS, THEATRE | BHHS, THEATRE | 0 | 42375
A06653 | SPHYGMOMANOMETER, ELECTRONIC, AUTOMATICOMRON HEALTHCARE INCHEM-762-C1 | SPHYGMOMANOMETER, ELECTRONIC, AUTOMATIC | OMRON HEALTHCARE INC | HEM-762-C1 | 3704601L | SPHYGMOMANOMETERS, ELECTRONIC, AUTOMATIC |  | WENTWORTH | WENTWORTH, A&E | WENTWORTH, A&E | 0 | 42408
A06654 | TONOMETER, OPHTHALMICDESIGNS FOR VISION PTY LTDTA01I ICARE TONOMETER | TONOMETER, OPHTHALMIC | DESIGNS FOR VISION PTY LTD | TA01I ICARE TONOMETER | 1202AA001 |  | DESIGNS FOR VISION | BROKEN HILL | BHHS, SPECIALIST CLINIC | BHHS, SPECIALIST CLINIC | 0 | 42410
A06656 | STIMULATOR, NERVEPAJUNKMULTISTIM SENSOR | STIMULATOR, NERVE | PAJUNK | MULTISTIM SENSOR | 12676 | MULTISTIM SENSOR | SURIMEX | BROKEN HILL | BHHS, THEATRE | BHHS, THEATRE | 0 | 42418
A06657 | ULTRASOUND SYSTEM, IMAGING, GENERAL-PURPOSEPHILIPS MEDICAL SYSTEMSSPARQ | ULTRASOUND SYSTEM, IMAGING, GENERAL-PURPOSE | PHILIPS MEDICAL SYSTEMS | SPARQ | US11610891 | DIAGNOSTIC ULTRASOUND SYSTEM PHILIPS EQUIPMENT NUMBER 68192767 | PHILIPS HEALTHCARE | BROKEN HILL | BHHS, THEATRE | BHHS, THEATRE | 68607 | 42418
A06658 | TONOMETER, OPHTHALMICDESIGNS FOR VISION PTY LTDTA01I ICARE TONOMETER | TONOMETER, OPHTHALMIC | DESIGNS FOR VISION PTY LTD | TA01I ICARE TONOMETER | 1202AA002 |  | DESIGNS FOR VISION | BROKEN HILL | BHHS, A&E | BHHS, A&E | 0 | 42410
A06659 | LASER, THERAPEUTICMEDICAL QUANT LTDHANDY CURE S' | LASER, THERAPEUTIC | MEDICAL QUANT LTD | HANDY CURE S' | 36231 |  |  | BROKEN HILL | BHHS, PHYSIO | BHHS, PHYSIO | 600 | 42425
A06660 | LASER, THERAPEUTICMEDICAL QUANT LTDHANDY CURE S' | LASER, THERAPEUTIC | MEDICAL QUANT LTD | HANDY CURE S' | 36244 |  |  | BROKEN HILL | BHHS, PHYSIO | BHHS, PHYSIO | 600 | 42425
A06661 | TABLE, EXAMINATION/TREATMENTHEALTHTEC | TABLE, EXAMINATION/TREATMENT | HEALTHTEC |  | 012847 |  |  | BROKEN HILL | BHHS, REHABILITATION |  | 0 | 42436
A06662 | BODY PROTECTED AREABODY PROTECTED | BODY PROTECTED AREA |  | BODY PROTECTED |  | RCD1 CIRCUIT CB2R, RCD2 CIRCUIT CB2W, RCD3 CIRCUIT ??? OLD ASSET NUMBER CB2R & CB2W |  | WILCANNIA | WILCANNIA | CW13 | 0 | 42446
A06663 | SCALE, BABYTANITABD-590 | SCALE, BABY | TANITA | BD-590 | 2025090 | BABY SCALES | WEDDERBURN SCALES | BROKEN HILL | COMMUNITY HEALTH CENTRE | COMMUNITY HEALTH CENTRE | 0 | 42450
A06664 | TEST INSTRUMENT, ELECTRICAL SAFETYFLUKEESA615 | TEST INSTRUMENT, ELECTRICAL SAFETY | FLUKE | ESA615 | 3429038 |  | DOMO-TECHNICA | BROKEN HILL | BHHS, BIOMEDICAL | BI01 | 8625 | 42451
A06666 | SIMULATOR, OXYGEN SATURATION/PULSE RATEFLUKESPOT LIGHT | SIMULATOR, OXYGEN SATURATION/PULSE RATE | FLUKE | SPOT LIGHT | 3298060 |  | DOMO-TECHNICA | BROKEN HILL | BHHS, BIOMEDICAL | BI01 | 3690 | 42453
A06668 | VENTILATOR, INFANTFISHER & PAYKELRD900AEU | VENTILATOR, INFANT | FISHER & PAYKEL | RD900AEU | 151217004400 | NEOPUFF INFANT T-PIECE RESUSCITATOR | FISHER & PAYKEL HEALTHCARE | WILCANNIA | WILCANNIA | WILCANNIA | 0 | 42471
A06669 | INFUSION PUMP, SYRINGECAESAREA MEDICAL ELECTRONICS LTDNIKI T34 | INFUSION PUMP, SYRINGE | CAESAREA MEDICAL ELECTRONICS LTD | NIKI T34 | S78493 |  | REM SYSTEMS | BROKEN HILL | BHHS, PALIATIVE CARE | BHHS, PALIATIVE CARE | 2293 | 42475
A06670 | INFUSION PUMP, SYRINGECAESAREA MEDICAL ELECTRONICS LTDNIKI T34 | INFUSION PUMP, SYRINGE | CAESAREA MEDICAL ELECTRONICS LTD | NIKI T34 | S78494 |  | REM SYSTEMS | BROKEN HILL | BHHS, PALIATIVE CARE | BHHS, PALIATIVE CARE | 2293 | 42475
A06671 | INFUSION PUMP, SYRINGECAESAREA MEDICAL ELECTRONICS LTDNIKI T34 | INFUSION PUMP, SYRINGE | CAESAREA MEDICAL ELECTRONICS LTD | NIKI T34 | S78490 |  | REM SYSTEMS | BROKEN HILL | BHHS, PALIATIVE CARE | BHHS, PALIATIVE CARE | 2293 | 42475
A06672 | INFUSION PUMP, SYRINGECAESAREA MEDICAL ELECTRONICS LTDNIKI T34 | INFUSION PUMP, SYRINGE | CAESAREA MEDICAL ELECTRONICS LTD | NIKI T34 | S78491 |  | REM SYSTEMS | BROKEN HILL | BHHS, PALIATIVE CARE | BHHS, PALIATIVE CARE | 2293 | 42475
A06673 | INFUSION PUMP, SYRINGECAESAREA MEDICAL ELECTRONICS LTDNIKI T34 | INFUSION PUMP, SYRINGE | CAESAREA MEDICAL ELECTRONICS LTD | NIKI T34 | S78492 |  | REM SYSTEMS | BROKEN HILL | BHHS, PALIATIVE CARE | BHHS, PALIATIVE CARE | 2293 | 42475
A06676 | BATTERY, SECONDARYNI2020ED29 | BATTERY, SECONDARY |  | NI2020ED29 | 9362 | BATTERY FOR SURESIGNS VM8 | MASTER INSTRUMENTS | BROKEN HILL | BHHS, B&TS | BI01 | 0 | 42478
A06677 | MICROSCOPE, SURGICAL, GENERAL-PURPOSEZEISSMOVENA | MICROSCOPE, SURGICAL, GENERAL-PURPOSE | ZEISS | MOVENA | 6628187332 | OPMI MOVENA ENT SURGICAL MICROSCOPE SIP NO: 181888 | CARL ZEISS PTY LTD | BROKEN HILL | BHHS, THEATRE |  | 70777 | 42479
A06678 | INFUSION PUMP, SYRINGECAESAREA MEDICAL ELECTRONICS LTDNIKI T34 | INFUSION PUMP, SYRINGE | CAESAREA MEDICAL ELECTRONICS LTD | NIKI T34 | S24701 |  | REM SYSTEMS | BROKEN HILL | BHHS, PALIATIVE CARE | BHHS, PALIATIVE CARE | 2293 | 42480
A06680 | BED, GENERAL-PURPOSE, ELECTRICALLY-POWEREDARJO HUNTLEIGHENTERPRISE 5000 | BED, GENERAL-PURPOSE, ELECTRICALLY-POWERED | ARJO HUNTLEIGH | ENTERPRISE 5000 | P0368091 | ENTERPRISE 5000X (E5X) | ARJOHUNTLEIGH | BROKEN HILL | BHHS, MEDICAL | BHHS, MEDICAL | 3315 | 42486
A06680BAT | BATTERY, SECONDARYLINAKBA1811-0400-000 | BATTERY, SECONDARY | LINAK | BA1811-0400-000 |  | BATTERY PACK 2 X 12V 1.3AH. 2 X LC-R121R3P | MASTER INSTRUMENTS | BROKEN HILL | BHHS, MEDICAL | BHHS, MEDICAL | 0 | 42486
A06681 | BED, GENERAL-PURPOSE, ELECTRICALLY-POWEREDARJO HUNTLEIGHENTERPRISE 5000 | BED, GENERAL-PURPOSE, ELECTRICALLY-POWERED | ARJO HUNTLEIGH | ENTERPRISE 5000 | P0368110 | ENTERPRISE 5000X (E5X) | ARJOHUNTLEIGH | BROKEN HILL | BHHS, MEDICAL | BHHS, MEDICAL | 3315 | 42486
A06681BAT | BATTERY, SECONDARYLINAKBA1811-0400-000 | BATTERY, SECONDARY | LINAK | BA1811-0400-000 |  | BATTERY PACK 2 X 12V 1.3AH. 2 X LC-R121R3P | MASTER INSTRUMENTS | BROKEN HILL | BHHS, MEDICAL | BHHS, MEDICAL | 0 | 42486
A06682 | BED, GENERAL-PURPOSE, ELECTRICALLY-POWEREDARJO HUNTLEIGHENTERPRISE 5000 | BED, GENERAL-PURPOSE, ELECTRICALLY-POWERED | ARJO HUNTLEIGH | ENTERPRISE 5000 | P0368096 | ENTERPRISE 5000X (E5X) | ARJOHUNTLEIGH | BROKEN HILL | BHHS, MEDICAL | BHHS, MEDICAL | 3315 | 42486
A06682BAT | BATTERY, SECONDARYLINAKBA1811-0400-000 | BATTERY, SECONDARY | LINAK | BA1811-0400-000 |  | BATTERY PACK 2 X 12V 1.3AH. 2 X LC-R121R3P | MASTER INSTRUMENTS | BROKEN HILL | BHHS, MEDICAL | BHHS, MEDICAL | 0 | 42486
A06683 | BED, GENERAL-PURPOSE, ELECTRICALLY-POWEREDARJO HUNTLEIGHENTERPRISE 5000 | BED, GENERAL-PURPOSE, ELECTRICALLY-POWERED | ARJO HUNTLEIGH | ENTERPRISE 5000 | P0368086 | ENTERPRISE 5000X (E5X) | ARJOHUNTLEIGH | BROKEN HILL | BHHS, MEDICAL | BHHS, MEDICAL | 3315 | 42486
A06683BAT | BATTERY, SECONDARYLINAKBA1811-0400-000 | BATTERY, SECONDARY | LINAK | BA1811-0400-000 |  | BATTERY PACK 2 X 12V 1.3AH. 2 X LC-R121R3P | MASTER INSTRUMENTS | BROKEN HILL | BHHS, MEDICAL | BHHS, MEDICAL | 0 | 42486
A06684 | BED, GENERAL-PURPOSE, ELECTRICALLY-POWEREDARJO HUNTLEIGHENTERPRISE 5000 | BED, GENERAL-PURPOSE, ELECTRICALLY-POWERED | ARJO HUNTLEIGH | ENTERPRISE 5000 | P0368089 | ENTERPRISE 5000X (E5X) | ARJOHUNTLEIGH | BROKEN HILL | BHHS, MEDICAL | BHHS, MEDICAL | 3315 | 42486
A06684BAT | BATTERY, SECONDARYLINAKBA1811-0400-000 | BATTERY, SECONDARY | LINAK | BA1811-0400-000 |  | BATTERY PACK 2 X 12V 1.3AH. 2 X LC-R121R3P | MASTER INSTRUMENTS | BROKEN HILL | BHHS, MEDICAL | BHHS, MEDICAL | 0 | 42486
A06685 | BED, GENERAL-PURPOSE, ELECTRICALLY-POWEREDARJO HUNTLEIGHENTERPRISE 5000 | BED, GENERAL-PURPOSE, ELECTRICALLY-POWERED | ARJO HUNTLEIGH | ENTERPRISE 5000 | P0368093 | ENTERPRISE 5000X (E5X) | ARJOHUNTLEIGH | BROKEN HILL | BHHS, MEDICAL | BHHS, MEDICAL | 0 | 42487
A06685BAT | BATTERY, SECONDARYLINAKBA1811-0400-000 | BATTERY, SECONDARY | LINAK | BA1811-0400-000 |  | BATTERY PACK 2 X 12V 1.3AH. 2 X LC-R121R3P | MASTER INSTRUMENTS | BROKEN HILL | BHHS, MEDICAL | BHHS, MEDICAL | 0 | 42487
A06686 | ALTERNATING-PRESSURE MATTRESS SYSTEMARJO HUNTLEIGHALPHA RESPONSE | ALTERNATING-PRESSURE MATTRESS SYSTEM | ARJO HUNTLEIGH | ALPHA RESPONSE | 1200034270 | INFLATABLE MATTRESS SYSTEM | ARJO HUNTLEIGH | WILCANNIA | WILCANNIA | WILCANNIA | 3950 | 42488
A06687 | BATTERY PACKLINAKBAJ100000091 | BATTERY PACK | LINAK | BAJ100000091 | A06687 | BATTERY PACK | LINAK | BROKEN HILL | BHHS, PALIATIVE CARE | BHHS, PALIATIVE CARE | 0 | 42489
A06688 | VENTILATOR, INFANTFISHER & PAYKELRD900AEU | VENTILATOR, INFANT | FISHER & PAYKEL | RD900AEU | 151217004405 | NEOPUFF INFANT T-PIECE RESUSCITATOR | FISHER & PAYKEL HEALTHCARE | WHITE CLIFFS | WHITE CLIFFS | WHITE CLIFFS | 0 | 42492
A06689 | BED, GENERAL-PURPOSE, ELECTRICALLY-POWEREDARJO HUNTLEIGHENTERPRISE 5000 | BED, GENERAL-PURPOSE, ELECTRICALLY-POWERED | ARJO HUNTLEIGH | ENTERPRISE 5000 | P0368108 | ENTERPRISE 5000X (E5X) | ARJOHUNTLEIGH | BROKEN HILL | BHHS, SURGICAL | BHHS, SURGICAL | 3315 | 42492
A06689BAT | BATTERY, SECONDARYLINAKBA1811-0400-000 | BATTERY, SECONDARY | LINAK | BA1811-0400-000 |  | BATTERY PACK 2 X 12V 1.3AH. 2 X LC-R121R3P | MASTER INSTRUMENTS | BROKEN HILL | BHHS, SURGICAL | BHHS, SURGICAL | 0 | 42492
A06690 | BED, GENERAL-PURPOSE, ELECTRICALLY-POWEREDARJO HUNTLEIGHENTERPRISE 5000 | BED, GENERAL-PURPOSE, ELECTRICALLY-POWERED | ARJO HUNTLEIGH | ENTERPRISE 5000 | P0368092 | ENTERPRISE 5000X (E5X) | ARJOHUNTLEIGH | BROKEN HILL | BHHS, SURGICAL | BHHS, SURGICAL | 3315 | 42492
A06690BAT | BATTERY, SECONDARYLINAKBA1811-0400-000 | BATTERY, SECONDARY | LINAK | BA1811-0400-000 |  | BATTERY PACK 2 X 12V 1.3AH. 2 X LC-R121R3P | MASTER INSTRUMENTS | BROKEN HILL | BHHS, SURGICAL | BHHS, SURGICAL | 0 | 42492
A06691 | BED, GENERAL-PURPOSE, ELECTRICALLY-POWEREDARJO HUNTLEIGHENTERPRISE 5000 | BED, GENERAL-PURPOSE, ELECTRICALLY-POWERED | ARJO HUNTLEIGH | ENTERPRISE 5000 | P0368088 | ENTERPRISE 5000X (E5X) | ARJOHUNTLEIGH | BROKEN HILL | BHHS, SURGICAL | BHHS, SURGICAL | 3315 | 42492
A06691BAT | BATTERY, SECONDARYLINAKBA1811-0400-000 | BATTERY, SECONDARY | LINAK | BA1811-0400-000 |  | BATTERY PACK 2 X 12V 1.3AH. 2 X LC-R121R3P | MASTER INSTRUMENTS | BROKEN HILL | BHHS, SURGICAL | BHHS, SURGICAL | 0 | 42492
A06692 | BED, GENERAL-PURPOSE, ELECTRICALLY-POWEREDARJO HUNTLEIGHENTERPRISE 5000 | BED, GENERAL-PURPOSE, ELECTRICALLY-POWERED | ARJO HUNTLEIGH | ENTERPRISE 5000 | P0368087 | ENTERPRISE 5000X (E5X) | ARJOHUNTLEIGH | BROKEN HILL | BHHS, SURGICAL | BHHS, SURGICAL | 3315 | 42492
A06692BAT | BATTERY, SECONDARYLINAKBA1811-0400-000 | BATTERY, SECONDARY | LINAK | BA1811-0400-000 |  | BATTERY PACK 2 X 12V 1.3AH. 2 X LC-R121R3P | MASTER INSTRUMENTS | BROKEN HILL | BHHS, SURGICAL | BHHS, SURGICAL | 0 | 42494
A06693 | BED, GENERAL-PURPOSE, ELECTRICALLY-POWEREDARJO HUNTLEIGHENTERPRISE 5000 | BED, GENERAL-PURPOSE, ELECTRICALLY-POWERED | ARJO HUNTLEIGH | ENTERPRISE 5000 | P0368090 | ENTERPRISE 5000X (E5X) | ARJOHUNTLEIGH | BROKEN HILL | BHHS, SURGICAL | BHHS, SURGICAL | 3315 | 42492
A06693BAT | BATTERY, SECONDARYLINAKBA1811-0400-000 | BATTERY, SECONDARY | LINAK | BA1811-0400-000 |  | BATTERY PACK 2 X 12V 1.3AH. 2 X LC-R121R3P | MASTER INSTRUMENTS | BROKEN HILL | BHHS, SURGICAL | BHHS, SURGICAL | 0 | 42494
A06694 | BED, GENERAL-PURPOSE, ELECTRICALLY-POWEREDARJO HUNTLEIGHENTERPRISE 5000 | BED, GENERAL-PURPOSE, ELECTRICALLY-POWERED | ARJO HUNTLEIGH | ENTERPRISE 5000 | P0368097 | ENTERPRISE 5000X (E5X) | ARJOHUNTLEIGH | BROKEN HILL | BHHS, SURGICAL | BHHS, SURGICAL | 3315 | 42492
A06694BAT | BATTERY, SECONDARYLINAKBA1811-0400-000 | BATTERY, SECONDARY | LINAK | BA1811-0400-000 |  | BATTERY PACK 2 X 12V 1.3AH. 2 X LC-R121R3P | MASTER INSTRUMENTS | BROKEN HILL | BHHS, SURGICAL | BHHS, SURGICAL | 0 | 42494
A06695 | SIMULATOR, RESISTANCETIME ELECTRONICS1041 | SIMULATOR, RESISTANCE | TIME ELECTRONICS | 1041 | 5258B16 | RESISTANCE BOX | RS COMPONENTS | BROKEN HILL | BHHS, BIOMEDICAL | BROKEN HILL BIOMEDICAL | 553 | 42495
A06696 | BED, GENERAL-PURPOSE, ELECTRICALLY-POWEREDARJO HUNTLEIGHENTERPRISE 5000 | BED, GENERAL-PURPOSE, ELECTRICALLY-POWERED | ARJO HUNTLEIGH | ENTERPRISE 5000 | P0368113 | ENTERPRISE 5000X (E5X) | ARJOHUNTLEIGH | BROKEN HILL | BHHS, MEDICAL | BHHS, MEDICAL | 3315 | 42499
A06696BAT | BATTERY, SECONDARYLINAKBA1811-0400-000 | BATTERY, SECONDARY | LINAK | BA1811-0400-000 |  | BATTERY PACK 2 X 12V 1.3AH. 2 X LC-R121R3P | MASTER INSTRUMENTS | BROKEN HILL | BHHS, MEDICAL | BHHS, MEDICAL | 0 | 42499
A06697 | BED, GENERAL-PURPOSE, ELECTRICALLY-POWEREDARJO HUNTLEIGHENTERPRISE 5000 | BED, GENERAL-PURPOSE, ELECTRICALLY-POWERED | ARJO HUNTLEIGH | ENTERPRISE 5000 | P0368094 | ENTERPRISE 5000X (E5X) | ARJOHUNTLEIGH | BROKEN HILL | BHHS, MEDICAL | BHHS, MEDICAL | 3315 | 42499
A06697BAT | BATTERY, SECONDARYLINAKBA1811-0400-000 | BATTERY, SECONDARY | LINAK | BA1811-0400-000 |  | BATTERY PACK 2 X 12V 1.3AH. 2 X LC-R121R3P | MASTER INSTRUMENTS | BROKEN HILL | BHHS, MEDICAL | BHHS, MEDICAL | 0 | 42499
A06698 | BED, GENERAL-PURPOSE, ELECTRICALLY-POWEREDARJO HUNTLEIGHENTERPRISE 5000 | BED, GENERAL-PURPOSE, ELECTRICALLY-POWERED | ARJO HUNTLEIGH | ENTERPRISE 5000 | P0368111 | ENTERPRISE 5000X (E5X) | ARJOHUNTLEIGH | BROKEN HILL | BHHS, MEDICAL | BHHS, MEDICAL | 3315 | 42499
A06698BAT | BATTERY, SECONDARYLINAKBA1811-0400-000 | BATTERY, SECONDARY | LINAK | BA1811-0400-000 |  | BATTERY PACK 2 X 12V 1.3AH. 2 X LC-R121R3P | MASTER INSTRUMENTS | BROKEN HILL | BHHS, MEDICAL | BHHS, MEDICAL | 0 | 42499
A06699 | BED, GENERAL-PURPOSE, ELECTRICALLY-POWEREDARJO HUNTLEIGHENTERPRISE 5000 | BED, GENERAL-PURPOSE, ELECTRICALLY-POWERED | ARJO HUNTLEIGH | ENTERPRISE 5000 | P0368115 | ENTERPRISE 5000X (E5X) | ARJOHUNTLEIGH | BROKEN HILL | BHHS, MEDICAL | BHHS, MEDICAL | 3315 | 42499
A06699BAT | BATTERY, SECONDARYLINAKBA1811-0400-000 | BATTERY, SECONDARY | LINAK | BA1811-0400-000 |  | BATTERY PACK 2 X 12V 1.3AH. 2 X LC-R121R3P | MASTER INSTRUMENTS | BROKEN HILL | BHHS, MEDICAL | BHHS, MEDICAL | 0 | 42499
A06700 | BED, GENERAL-PURPOSE, ELECTRICALLY-POWEREDARJO HUNTLEIGHENTERPRISE 5000 | BED, GENERAL-PURPOSE, ELECTRICALLY-POWERED | ARJO HUNTLEIGH | ENTERPRISE 5000 | P0368095 | ENTERPRISE 5000X (E5X) | ARJOHUNTLEIGH | BROKEN HILL | BHHS, MEDICAL | BHHS, MEDICAL | 3315 | 42499
A06700BAT | BATTERY, SECONDARYLINAKBA1811-0400-000 | BATTERY, SECONDARY | LINAK | BA1811-0400-000 |  | BATTERY PACK 2 X 12V 1.3AH. 2 X LC-R121R3P | MASTER INSTRUMENTS | BROKEN HILL | BHHS, MEDICAL | BHHS, MEDICAL | 0 | 42499
A06701 | BED, GENERAL-PURPOSE, ELECTRICALLY-POWEREDARJO HUNTLEIGHENTERPRISE 5000 | BED, GENERAL-PURPOSE, ELECTRICALLY-POWERED | ARJO HUNTLEIGH | ENTERPRISE 5000 | P0368117 | ENTERPRISE 5000X (E5X) | ARJOHUNTLEIGH | BROKEN HILL | BHHS, MEDICAL | BHHS, MEDICAL | 3315 | 42499
A06701BAT | BATTERY, SECONDARYLINAKBA1811-0400-000 | BATTERY, SECONDARY | LINAK | BA1811-0400-000 |  | BATTERY PACK 2 X 12V 1.3AH. 2 X LC-R121R3P | MASTER INSTRUMENTS | BROKEN HILL | BHHS, MEDICAL | BHHS, MEDICAL | 0 | 42499
A06735 | ENDOSCOPE, AC-POWERED AND ACCESSORYSTORZ8403 ZX | ENDOSCOPE, AC-POWERED AND ACCESSORY | STORZ | 8403 ZX | ZU7833 | ENDOSCOPE | KARL STORZ | BROKEN HILL | BHHS, THEATRE | BHHS, THEATRE | 2748 | 42507
A06736 | BED, GENERAL-PURPOSE, ELECTRICALLY-POWEREDARJO HUNTLEIGHENTERPRISE 5000 | BED, GENERAL-PURPOSE, ELECTRICALLY-POWERED | ARJO HUNTLEIGH | ENTERPRISE 5000 | P0368116 | ENTERPRISE 5000X (E5X) | ARJOHUNTLEIGH | BROKEN HILL | BHHS, MEDICAL | BHHS, MEDICAL | 3315 | 42499
A06736BA | BATTERY, SECONDARYLINAKBA1811-0400-000 | BATTERY, SECONDARY | LINAK | BA1811-0400-000 |  | BATTERY PACK 2 X 12V 1.3AH. 2 X LC-R121R3P | MASTER INSTRUMENTS | BROKEN HILL | BHHS, MEDICAL | BHHS, MEDICAL | 0 | 42508
A06737 | BED, GENERAL-PURPOSE, ELECTRICALLY-POWEREDARJO HUNTLEIGHENTERPRISE 5000 | BED, GENERAL-PURPOSE, ELECTRICALLY-POWERED | ARJO HUNTLEIGH | ENTERPRISE 5000 | P0368107 | ENTERPRISE 5000X (E5X) | ARJOHUNTLEIGH | BROKEN HILL | BHHS, MEDICAL | BHHS, MEDICAL | 3315 | 42499
A06737BA | BATTERY, SECONDARYLINAKBA1811-0400-000 | BATTERY, SECONDARY | LINAK | BA1811-0400-000 |  | BATTERY PACK 2 X 12V 1.3AH. 2 X LC-R121R3P | MASTER INSTRUMENTS | BROKEN HILL | BHHS, MEDICAL | BHHS, MEDICAL | 0 | 42508
A06738 | BED, GENERAL-PURPOSE, ELECTRICALLY-POWEREDARJO HUNTLEIGHENTERPRISE 5000 | BED, GENERAL-PURPOSE, ELECTRICALLY-POWERED | ARJO HUNTLEIGH | ENTERPRISE 5000 | P0368114 | ENTERPRISE 5000X (E5X) | ARJOHUNTLEIGH | BROKEN HILL | BHHS, MEDICAL | BHHS, MEDICAL | 3315 | 42499
A06738BA | BATTERY, SECONDARYLINAKBA1811-0400-000 | BATTERY, SECONDARY | LINAK | BA1811-0400-000 |  | BATTERY PACK 2 X 12V 1.3AH. 2 X LC-R121R3P | MASTER INSTRUMENTS | BROKEN HILL | BHHS, MEDICAL | BHHS, MEDICAL | 0 | 42508
A06739 | BED, GENERAL-PURPOSE, ELECTRICALLY-POWEREDARJO HUNTLEIGHENTERPRISE 5000 | BED, GENERAL-PURPOSE, ELECTRICALLY-POWERED | ARJO HUNTLEIGH | ENTERPRISE 5000 | P0368112 | ENTERPRISE 5000X (E5X) | ARJOHUNTLEIGH | BROKEN HILL | BHHS, MEDICAL | BHHS, MEDICAL | 3315 | 42499
A06739BA | BATTERY, SECONDARYLINAKBA1811-0400-000 | BATTERY, SECONDARY | LINAK | BA1811-0400-000 |  | BATTERY PACK 2 X 12V 1.3AH. 2 X LC-R121R3P | MASTER INSTRUMENTS | BROKEN HILL | BHHS, MEDICAL | BHHS, MEDICAL | 0 | 42509
A06740 | BED, GENERAL-PURPOSE, ELECTRICALLY-POWEREDARJO HUNTLEIGHENTERPRISE 5000 | BED, GENERAL-PURPOSE, ELECTRICALLY-POWERED | ARJO HUNTLEIGH | ENTERPRISE 5000 | P0368101 | ENTERPRISE 5000X (E5X) | ARJOHUNTLEIGH | BROKEN HILL | BHHS, MEDICAL | BHHS, MEDICAL | 3315 | 42499
A06740BA | BATTERY, SECONDARYLINAKBA1811-0400-000 | BATTERY, SECONDARY | LINAK | BA1811-0400-000 |  | BATTERY PACK 2 X 12V 1.3AH. 2 X LC-R121R3P | MASTER INSTRUMENTS | BROKEN HILL | BHHS, MEDICAL | BHHS, MEDICAL | 0 | 42509
A06741 | BED, GENERAL-PURPOSE, ELECTRICALLY-POWEREDARJO HUNTLEIGHENTERPRISE 5000 | BED, GENERAL-PURPOSE, ELECTRICALLY-POWERED | ARJO HUNTLEIGH | ENTERPRISE 5000 | P0368106 | ENTERPRISE 5000X (E5X) | ARJOHUNTLEIGH | BROKEN HILL | BHHS, MEDICAL | BHHS, MEDICAL | 3315 | 42499
A06741BA | BATTERY, SECONDARYLINAKBA1811-0400-000 | BATTERY, SECONDARY | LINAK | BA1811-0400-000 |  | BATTERY PACK 2 X 12V 1.3AH. 2 X LC-R121R3P | MASTER INSTRUMENTS | BROKEN HILL | BHHS, MEDICAL | BHHS, MEDICAL | 0 | 42509
A06742 | BATTERY PACKLINAKBAJ200000010 | BATTERY PACK | LINAK | BAJ200000010 | 122493-0008 | BATTERY PACK | LINAK | BROKEN HILL | BHHS, PADP | BHHS, PADP | 0 | 38481
A06743 | BATTERY CHARGERLINAKCHJ20000020J011 | BATTERY CHARGER | LINAK | CHJ20000020J011 | 134157-500-0095 |  |  | BROKEN HILL | BHHS, PADP | BHHS, PADP | 0 | 38481
A06744 | BED, GENERAL-PURPOSE, ELECTRICALLY-POWEREDARJO HUNTLEIGHENTERPRISE 5000 | BED, GENERAL-PURPOSE, ELECTRICALLY-POWERED | ARJO HUNTLEIGH | ENTERPRISE 5000 | P0368102 | ENTERPRISE 5000X (E5X) | ARJOHUNTLEIGH | BROKEN HILL | BHHS, MEDICAL | BHHS, MEDICAL | 3315 | 42499
A06744BA | BATTERY, SECONDARYLINAKBA1811-0400-000 | BATTERY, SECONDARY | LINAK | BA1811-0400-000 |  | BATTERY PACK 2 X 12V 1.3AH. 2 X LC-R121R3P | MASTER INSTRUMENTS | BROKEN HILL | BHHS, MEDICAL | BHHS, MEDICAL | 0 | 42513
A06745 | BED, GENERAL-PURPOSE, ELECTRICALLY-POWEREDARJO HUNTLEIGHENTERPRISE 5000 | BED, GENERAL-PURPOSE, ELECTRICALLY-POWERED | ARJO HUNTLEIGH | ENTERPRISE 5000 | P0368099 | ENTERPRISE 5000X (E5X) | ARJOHUNTLEIGH | BROKEN HILL | BHHS, MEDICAL | BHHS, MEDICAL | 3315 | 42499
A06745BA | BATTERY, SECONDARYLINAKBA1811-0400-000 | BATTERY, SECONDARY | LINAK | BA1811-0400-000 |  | BATTERY PACK 2 X 12V 1.3AH. 2 X LC-R121R3P | MASTER INSTRUMENTS | BROKEN HILL | BHHS, MEDICAL | BHHS, MEDICAL | 0 | 42513
A06746 | BED, GENERAL-PURPOSE, ELECTRICALLY-POWEREDARJO HUNTLEIGHENTERPRISE 5000 | BED, GENERAL-PURPOSE, ELECTRICALLY-POWERED | ARJO HUNTLEIGH | ENTERPRISE 5000 | P0368100 | ENTERPRISE 5000X (E5X) | ARJOHUNTLEIGH | BROKEN HILL | BHHS, MEDICAL | BHHS, MEDICAL | 3315 | 42499
A06746BA | BATTERY, SECONDARYLINAKBA1811-0400-000 | BATTERY, SECONDARY | LINAK | BA1811-0400-000 |  | BATTERY PACK 2 X 12V 1.3AH. 2 X LC-R121R3P | MASTER INSTRUMENTS | BROKEN HILL | BHHS, MEDICAL | BHHS, MEDICAL | 0 | 42513
A06747 | BED, GENERAL-PURPOSE, ELECTRICALLY-POWEREDARJO HUNTLEIGHENTERPRISE 5000 | BED, GENERAL-PURPOSE, ELECTRICALLY-POWERED | ARJO HUNTLEIGH | ENTERPRISE 5000 | P0368104 | ENTERPRISE 5000X (E5X) | ARJOHUNTLEIGH | BROKEN HILL | BHHS, MEDICAL | BHHS, MEDICAL | 3315 | 42499
A06747BA | BATTERY, SECONDARYLINAKBA1811-0400-000 | BATTERY, SECONDARY | LINAK | BA1811-0400-000 |  | BATTERY PACK 2 X 12V 1.3AH. 2 X LC-R121R3P | MASTER INSTRUMENTS | BROKEN HILL | BHHS, MEDICAL | BHHS, MEDICAL | 0 | 42513
A06748 | BED, GENERAL-PURPOSE, ELECTRICALLY-POWEREDARJO HUNTLEIGHENTERPRISE 5000 | BED, GENERAL-PURPOSE, ELECTRICALLY-POWERED | ARJO HUNTLEIGH | ENTERPRISE 5000 | P0368109 | ENTERPRISE 5000X (E5X) | ARJOHUNTLEIGH | BROKEN HILL | BHHS, SURGICAL | BHHS, SURGICAL | 3315 | 42499
A06748BA | BATTERY, SECONDARYLINAKBA1811-0400-000 | BATTERY, SECONDARY | LINAK | BA1811-0400-000 |  | BATTERY PACK 2 X 12V 1.3AH. 2 X LC-R121R3P | MASTER INSTRUMENTS | BROKEN HILL | BHHS, SURGICAL | BHHS, SURGICAL | 0 | 42513
A06749 | BED, GENERAL-PURPOSE, ELECTRICALLY-POWEREDARJO HUNTLEIGHENTERPRISE 5000 | BED, GENERAL-PURPOSE, ELECTRICALLY-POWERED | ARJO HUNTLEIGH | ENTERPRISE 5000 | P0368098 | ENTERPRISE 5000X (E5X) | ARJOHUNTLEIGH | BROKEN HILL | BHHS, SURGICAL | BHHS, SURGICAL | 3315 | 42499
A06749BA | BATTERY, SECONDARYLINAKBA1811-0400-000 | BATTERY, SECONDARY | LINAK | BA1811-0400-000 |  | BATTERY PACK 2 X 12V 1.3AH. 2 X LC-R121R3P | MASTER INSTRUMENTS | BROKEN HILL | BHHS, SURGICAL | BHHS, SURGICAL | 0 | 42513
A06750 | BED, GENERAL-PURPOSE, ELECTRICALLY-POWEREDARJO HUNTLEIGHENTERPRISE 5000 | BED, GENERAL-PURPOSE, ELECTRICALLY-POWERED | ARJO HUNTLEIGH | ENTERPRISE 5000 | P0368105 | ENTERPRISE 5000X (E5X) | ARJOHUNTLEIGH | BROKEN HILL | BHHS, SURGICAL | BHHS, SURGICAL | 3315 | 42499
A06750BAT | BATTERY, SECONDARYLINAKBA1811-0400-000 | BATTERY, SECONDARY | LINAK | BA1811-0400-000 |  | BATTERY PACK 2 X 12V 1.3AH. 2 X LC-R121R3P | MASTER INSTRUMENTS | BROKEN HILL | BHHS, SURGICAL | BHHS, SURGICAL | 0 | 42521
A06751 | BED, GENERAL-PURPOSE, ELECTRICALLY-POWEREDARJO HUNTLEIGHENTERPRISE 5000 | BED, GENERAL-PURPOSE, ELECTRICALLY-POWERED | ARJO HUNTLEIGH | ENTERPRISE 5000 | P0368103 | ENTERPRISE 5000X (E5X) | ARJOHUNTLEIGH | BROKEN HILL | BHHS, SURGICAL | BHHS, SURGICAL | 3315 | 42499
A06751BAT | BATTERY, SECONDARYLINAKBA1811-0400-000 | BATTERY, SECONDARY | LINAK | BA1811-0400-000 |  | BATTERY PACK 2 X 12V 1.3AH. 2 X LC-R121R3P | MASTER INSTRUMENTS | BROKEN HILL | BHHS, SURGICAL | BHHS, SURGICAL | 0 | 42521
A06753 | ALTERNATING-PRESSURE MATTRESS SYSTEMARJO HUNTLEIGHALPHA RESPONSE | ALTERNATING-PRESSURE MATTRESS SYSTEM | ARJO HUNTLEIGH | ALPHA RESPONSE | 1200030411 | INFLATABLE MATTRESS SYSTEM | ARJO HUNTLEIGH | BROKEN HILL | BHHS, MEDICAL | BHHS, MEDICAL | 3950 | 42528
A06755 | ALTERNATING-PRESSURE MATTRESS SYSTEMARJO HUNTLEIGHALPHA RESPONSE | ALTERNATING-PRESSURE MATTRESS SYSTEM | ARJO HUNTLEIGH | ALPHA RESPONSE | 1200039940 | INFLATABLE MATTRESS SYSTEM | ARJO HUNTLEIGH | BROKEN HILL | BHHS, MEDICAL | BHHS, MEDICAL | 3950 | 42528
A06756 | VENTILATOR, INFANTFISHER & PAYKELRD900AEU | VENTILATOR, INFANT | FISHER & PAYKEL | RD900AEU | 150929003486 | NEOPUFF INFANT T-PIECE RESUSCITATOR | FISHER & PAYKEL HEALTHCARE | IVANHOE | IVANHOE, HEALTH SERVICE | IVANHOE, HEALTH SERVICE | 0 | 42536
A06758 | KERATOSCOPE, BATTERY-POWEREDNIDEK CO LTDHANDYREF-K | KERATOSCOPE, BATTERY-POWERED | NIDEK CO LTD | HANDYREF-K | 1300600 |  | DESIGNS FOR VISION | BROKEN HILL | BHHS, SPECIALIST CLINIC | BHHS, SPECIALIST CLINIC | 13100 | 42550
A06759 | KERATOSCOPE, BATTERY-POWEREDNIDEK CO LTDHANDYREF STATION | KERATOSCOPE, BATTERY-POWERED | NIDEK CO LTD | HANDYREF STATION | 2100835 | CHARGING STATION FOR HANDYREF-K HANDHELD REF/KERATOMETER | DESIGNS FOR VISION | BROKEN HILL | BHHS, SPECIALIST CLINIC | BHHS, SPECIALIST CLINIC | 0 | 42550
A06761 | TABLE, PHYSICAL THERAPYASTIRFORTRESS ULTIMATE | TABLE, PHYSICAL THERAPY | ASTIR | FORTRESS ULTIMATE |  | SLIDEX TILT TABLE | ASTIR | BROKEN HILL | BHHS, PHYSIO | BHHS, PHYSIO | 10995 | 42563
A06762 | ERGOMETER, TREADMILLQUINTONTM 55 | ERGOMETER, TREADMILL | QUINTON | TM 55 | 116100344572 | STRESS TEST SYSTEM | MORTARA INSTRUMENTS AUSTRALIA | BROKEN HILL | BHHS, SPECIALIST CLINIC | BHHS, SPECIALIST CLINIC | 10500 | 42563
A06763 | COMPUTER, DESKTOPHEWLETT PACKARDRP5800 | COMPUTER, DESKTOP | HEWLETT PACKARD | RP5800 | 2UA605080Z | STRESS TEST SYSTEM | MORTARA INSTRUMENTS AUSTRALIA | BROKEN HILL | BHHS, SPECIALIST CLINIC | BHHS, SPECIALIST CLINIC | 17405 | 42563
A06764 | TRANSFORMER, ISOLATIONUVECOBB-40094-D | TRANSFORMER, ISOLATION | UVECO | BB-40094-D | 440258 | ISOLATION TRANSFORMER/PC TROLLEY STRESS TEST SYSTEM | MORTARA INSTRUMENTS AUSTRALIA | BROKEN HILL | BHHS, SPECIALIST CLINIC | BHHS, SPECIALIST CLINIC | 0 | 42563
A06765 | PRINTER, LASERHEWLETT PACKARDM402N | PRINTER, LASER | HEWLETT PACKARD | M402N | PHCFF00950 | STRESS TEST SYSTEM | MORTARA INSTRUMENTS AUSTRALIA | BROKEN HILL | BHHS, SPECIALIST CLINIC | BHHS, SPECIALIST CLINIC | 0 | 42563
A06766 | LCD MONITORDELLP2414HB | LCD MONITOR | DELL | P2414HB | CN-09T3PC-74261-596-29PU | STRESS TEST SYSTEM | MORTARA INSTRUMENTS AUSTRALIA | BROKEN HILL | BHHS, SPECIALIST CLINIC | BHHS, SPECIALIST CLINIC | 0 | 42563
A06767 | COMPRESSION UNIT, SEQUENTIALCOVIDIEN700 SERIES | COMPRESSION UNIT, SEQUENTIAL | COVIDIEN | 700 SERIES | V1605471SX | COMPRESSION SYSTEM | MEDTRONIC COVIDIEN | BROKEN HILL | BHHS, THEATRE | BHHS, THEATRE | 0 | 42570
A06768 | FETAL HEART DETECTORHUNTLEIGH HEALTHCAREFD3 | FETAL HEART DETECTOR | HUNTLEIGH HEALTHCARE | FD3 | FD3PX0108087-16 | DOPPLER | ARJOHUNTLEIGH | BROKEN HILL | BHHS, OBU | BHHS, OBU | 0 | 42571
A06770 | SCALE, STAND-ON, PATIENTTANITABWB-600 | SCALE, STAND-ON, PATIENT | TANITA | BWB-600 |  | PLATFORM SCALES | WEDDERBURN SCALES | BROKEN HILL | BHHS, RENAL DIALYSIS | BHHS, RENAL DIALYSIS | 0 | 38919
A06772 | CHAIR, DISABLED PERSONOSCAR FURNITUREB24 | CHAIR, DISABLED PERSON | OSCAR FURNITURE | B24 | JOB21241 | CHAIR, ELECTRIC | COUNTRY CARE | BROKEN HILL | BHHS, MEDICAL | MU55 | 2800 | 42583
A06772BAT | BATTERY, SECONDARYLINAKBA1811-1300-000 | BATTERY, SECONDARY | LINAK | BA1811-1300-000 |  | BATTERY PACK 2 X 12V 1.3AH. 2 X LC-R121R3P | COUNTRY CARE | BROKEN HILL | BHHS, MEDICAL |  | 0 | 42584
A06773 | CHAIR, DISABLED PERSONOSCAR FURNITUREB24 | CHAIR, DISABLED PERSON | OSCAR FURNITURE | B24 | JOB15911 | CHAIR, ELECTRIC | COUNTRY CARE | BROKEN HILL | BHHS, MEDICAL | BHHS, MEDICAL | 0 | 42584
A06773BAT | BATTERY, SECONDARYLINAKBA1811-1300-000 | BATTERY, SECONDARY | LINAK | BA1811-1300-000 |  | BATTERY PACK 2 X 12V 1.3AH. 2 X LC-R121R3P | COUNTRY CARE | BROKEN HILL | BHHS, MEDICAL | BHHS, MEDICAL | 0 | 42584
A06774 | ELECTROSURGICAL UNIT, GENERAL-PURPOSEERBEVIO300D | ELECTROSURGICAL UNIT, GENERAL-PURPOSE | ERBE | VIO300D | 11412769 | ELECTROSURGICAL UNITS | RYMED PTY LTD | BROKEN HILL | BHHS, THEATRE | BHHS, THEATRE | 12000 | 42585
A06775 | ARGON-ENHANCED COAGULATION GAS DELIVERY UNITERBEAPC 2 | ARGON-ENHANCED COAGULATION GAS DELIVERY UNIT | ERBE | APC 2 | 11413778 | REF NO. 10134-000 | RYMED PTY LTD | BROKEN HILL | BHHS, THEATRE | BHHS, THEATRE | 11500 | 42585
A06776 | CARTERBEVIO-CART | CART | ERBE | VIO-CART | VC007638 | REF.CAT. 20180-000 | RYMED PTY LTD | BROKEN HILL | BHHS, THEATRE | BHHS, THEATRE | 0 | 42585
A06778 | CARBON DIOXIDE MONITORPHILIPS MEDICAL SYSTEMSM3015A | CARBON DIOXIDE MONITOR | PHILIPS MEDICAL SYSTEMS | M3015A | DE13861105 | CO2 MODULE | PHILIPS HEALTHCARE | BROKEN HILL | BHHS, BIOMEDICAL | BROKEN HILL BIOMEDICAL | 0 | 42597
A06780 | DEFIBRILLATOR/MONITOR, PACEMAKERPHYSIO-CONTROL INC.3202487-361 | DEFIBRILLATOR/MONITOR, PACEMAKER | PHYSIO-CONTROL INC. | 3202487-361 | 44603214 | LIFEPAK 20E + PACING | PHYSIO CONTROL AUSTRALIA | BROKEN HILL | BHHS, A&E | BHHS, A&E | 9500 | 42599
A06780BAT | BATTERY, SECONDARYSTRYKER3205296-005 | BATTERY, SECONDARY | STRYKER | 3205296-005 |  | BATTERY PACK LI ION 10.8V 6AH 65WH | PHYSIO CONTROL AUSTRALIA | BROKEN HILL | BHHS, A&E | BHHS, A&E | 324.5 | 43452
A06781 | DEFIBRILLATOR/MONITOR, PACEMAKERPHYSIO-CONTROL INC.3202487-360 | DEFIBRILLATOR/MONITOR, PACEMAKER | PHYSIO-CONTROL INC. | 3202487-360 | 44579063 | LIFEPAK 20E | PHYSIO CONTROL AUSTRALIA | BROKEN HILL | BHHS, THEATRE | BHHS, THEATRE | 8500 | 42599
A06781BAT | BATTERY, SECONDARYSTRYKER3205296-005 | BATTERY, SECONDARY | STRYKER | 3205296-005 | 20180702 | BATTERY PACK LI ION 10.8V 6AH 65WH | PHYSIO CONTROL AUSTRALIA | BROKEN HILL | BHHS, THEATRE | BHHS, THEATRE | 324.5 | 43452
A06782 | DEFIBRILLATOR/MONITOR, PACEMAKERPHYSIO-CONTROL INC.3202487-361 | DEFIBRILLATOR/MONITOR, PACEMAKER | PHYSIO-CONTROL INC. | 3202487-361 | 44603088 | LIFEPAK 20E + PACING | PHYSIO CONTROL AUSTRALIA | BROKEN HILL | BHHS, ICU/CCU | BHHS, ICU/CCU | 9500 | 42599
A06782BAT | BATTERY, SECONDARYSTRYKER3205296-005 | BATTERY, SECONDARY | STRYKER | 3205296-005 |  | BATTERY PACK LI ION 10.8V 6AH 65WH | PHYSIO CONTROL AUSTRALIA | BROKEN HILL | BHHS, ICU/CCU | BHHS, ICU/CCU | 324.5 | 43452
A06783 | DEFIBRILLATOR/MONITOR, PACEMAKERPHYSIO-CONTROL INC.3202487-360 | DEFIBRILLATOR/MONITOR, PACEMAKER | PHYSIO-CONTROL INC. | 3202487-360 | 44581245 | LIFEPAK 20E | PHYSIO CONTROL AUSTRALIA | BROKEN HILL | BHHS, PAEDIATRICS | BHHS, PAEDIATRICS | 8500 | 42599
A06783BAT | BATTERY, SECONDARYSTRYKER3205296-005 | BATTERY, SECONDARY | STRYKER | 3205296-005 |  | BATTERY PACK LI ION 10.8V 6AH 65WH | PHYSIO CONTROL AUSTRALIA | BROKEN HILL | BHHS, PAEDIATRICS | BHHS, PAEDIATRICS | 324.5 | 43452
A06784 | DEFIBRILLATOR, AUTOMATEDPHYSIO-CONTROL INC.320371500493 | DEFIBRILLATOR, AUTOMATED | PHYSIO-CONTROL INC. | 320371500493 | 44606834 | LIFEPAK 1000 | PHYSIO CONTROL AUSTRALIA | BROKEN HILL | BHHS, SPECIAL CARE SUITE | BHHS, SPECIAL CARE SUITE | 4250 | 42599
A06785 | DEFIBRILLATOR, AUTOMATEDPHYSIO-CONTROL INC.320371500493 | DEFIBRILLATOR, AUTOMATED | PHYSIO-CONTROL INC. | 320371500493 | 44606829 | LIFEPAK 1000 | PHYSIO CONTROL AUSTRALIA | BROKEN HILL | BHHS, MEDICAL | BHHS, MEDICAL | 4250 | 42599
A06786 | DEFIBRILLATOR, AUTOMATEDPHYSIO-CONTROL INC.320371500493 | DEFIBRILLATOR, AUTOMATED | PHYSIO-CONTROL INC. | 320371500493 | 44606830 | LIFEPAK 1000 | PHYSIO CONTROL AUSTRALIA | BROKEN HILL | BHHS, OBU | BHHS, OBU | 4250 | 42599
A06787 | DEFIBRILLATOR, AUTOMATEDPHYSIO-CONTROL INC.320371500493 | DEFIBRILLATOR, AUTOMATED | PHYSIO-CONTROL INC. | 320371500493 | 44606828 | LIFEPAK 1000 | PHYSIO CONTROL AUSTRALIA | BROKEN HILL | BHHS, SURGICAL | BHHS, SURGICAL | 4250 | 42599
A06788 | DEFIBRILLATOR, AUTOMATEDPHYSIO-CONTROL INC.320371500493 | DEFIBRILLATOR, AUTOMATED | PHYSIO-CONTROL INC. | 320371500493 | 44606827 | LIFEPAK 1000 | PHYSIO CONTROL AUSTRALIA | BROKEN HILL | BHHS, SUB ACUTE REHAB | SUB ACUTE REHAB | 4250 | 42599
A06789 | DEFIBRILLATOR, AUTOMATEDPHYSIO-CONTROL INC.320371500493 | DEFIBRILLATOR, AUTOMATED | PHYSIO-CONTROL INC. | 320371500493 | 44606836 | LIFEPAK 1000 | PHYSIO CONTROL AUSTRALIA | BROKEN HILL | BHHS, RENAL DIALYSIS | BHHS, RENAL DIALYSIS | 4250 | 42599
A06790 | DEFIBRILLATOR, AUTOMATEDPHYSIO-CONTROL INC.320371500493 | DEFIBRILLATOR, AUTOMATED | PHYSIO-CONTROL INC. | 320371500493 | 44606835 | LIFEPAK 1000 | PHYSIO CONTROL AUSTRALIA | BROKEN HILL | BHHS, SPECIALIST CLINIC | BHHS, SPECIALIST CLINIC | 4250 | 42599
A06791 | DEFIBRILLATOR, AUTOMATEDPHYSIO-CONTROL INC.320371500493 | DEFIBRILLATOR, AUTOMATED | PHYSIO-CONTROL INC. | 320371500493 | 44606826 | LIFEPAK 1000 | PHYSIO CONTROL AUSTRALIA | BROKEN HILL | BHHS, PHYSIO | BHHS, PHYSIO | 4250 | 42599
A06792 | DEFIBRILLATOR, AUTOMATEDPHYSIO-CONTROL INC.320371500493 | DEFIBRILLATOR, AUTOMATED | PHYSIO-CONTROL INC. | 320371500493 | 44606833 | LIFEPAK 1000 BIOMED LOAN UNIT | PHYSIO CONTROL AUSTRALIA | BROKEN HILL | BHHS, BIOMEDICAL | BI01 | 4250 | 42599
A06793 | DEFIBRILLATOR, AUTOMATEDPHYSIO-CONTROL INC.320371500493 | DEFIBRILLATOR, AUTOMATED | PHYSIO-CONTROL INC. | 320371500493 | 44606831 | LIFEPAK 1000 | PHYSIO CONTROL AUSTRALIA | WENTWORTH | WENTWORTH | WENTWORTH | 4250 | 42599
A06794 | DEFIBRILLATOR, AUTOMATEDPHYSIO-CONTROL INC.320371500493 | DEFIBRILLATOR, AUTOMATED | PHYSIO-CONTROL INC. | 320371500493 | 44606832 | LIFEPAK 1000 | PHYSIO CONTROL AUSTRALIA | DARETON | DARETON | DARETON | 4250 | 42599
A06795 | PATIENT MONITOR, BLOOD PRESSURE, NONINVASIVESUNTECH MEDICALTANGO M2 | PATIENT MONITOR, BLOOD PRESSURE, NONINVASIVE | SUNTECH MEDICAL | TANGO M2 | M00059908 |  |  | BROKEN HILL | BHHS, SPECIALIST CLINIC | BHHS, SPECIALIST CLINIC | 5350 | 42604
A06796 | AEROSOL GENERATORFLAEM NUOVA S.P.A.VENTALAIR MAX | AEROSOL GENERATOR | FLAEM NUOVA S.P.A. | VENTALAIR MAX | 16A770 1264 | AEROSOL GENERATOR | EBOS GROUP PTY LTD | BROKEN HILL | BHHS, PALIATIVE CARE | BHHS, PALIATIVE CARE | 165 | 42612
A06797 | AEROSOL GENERATORFLAEM NUOVA S.P.A.VENTALAIR MAX | AEROSOL GENERATOR | FLAEM NUOVA S.P.A. | VENTALAIR MAX | 16A770 1262 | AEROSOL GENERATOR | EBOS GROUP PTY LTD | BROKEN HILL | BHHS, PALIATIVE CARE | BHHS, PALIATIVE CARE | 165 | 42612
A06798 | AEROSOL GENERATORFLAEM NUOVA S.P.A.VENTALAIR MAX | AEROSOL GENERATOR | FLAEM NUOVA S.P.A. | VENTALAIR MAX | 16A770 1373 | AEROSOL GENERATOR | EBOS GROUP PTY LTD | BROKEN HILL | BHHS, PALIATIVE CARE | BHHS, PALIATIVE CARE | 165 | 42612
A06799 | AEROSOL GENERATORFLAEM NUOVA S.P.A.VENTALAIR MAX | AEROSOL GENERATOR | FLAEM NUOVA S.P.A. | VENTALAIR MAX | 16A770 1371 | AEROSOL GENERATOR | EBOS GROUP PTY LTD | BROKEN HILL | BHHS, PALIATIVE CARE | BHHS, PALIATIVE CARE | 165 | 42612
A06800 | BED, OBESE PERSON, ELECTRICALLY-POWEREDARJO HUNTLEIGHCITADEL PLUS | BED, OBESE PERSON, ELECTRICALLY-POWERED | ARJO HUNTLEIGH | CITADEL PLUS | P0387047 | CITADEL PLUS BARIATRIC CARE SYSTEM | ARJOHUNTLEIGH | BROKEN HILL | BHHS | BHHS | 24440 | 42613
A06801 | SUCTIONLAERDAL MEDICAL CORP7800XX | SUCTION | LAERDAL MEDICAL CORP | 7800XX | 78201690598 |  | IMPLOX PTY LTD | WENTWORTH | WENTWORTH | WENTWORTH | 1800 | 42613
A06801BAT | BATTERY, SECONDARYLAERDAL MEDICAL CORP78 04 00 | BATTERY, SECONDARY | LAERDAL MEDICAL CORP | 78 04 00 |  | LSU BATTERY | LAERDAL AUSTRALIA | WENTWORTH | WENTWORTH |  | 0
A06802 | ALTERNATING-PRESSURE MATTRESS SYSTEMNOVIS HEALTHCAREPREMIUM DIGITAL | ALTERNATING-PRESSURE MATTRESS SYSTEM | NOVIS HEALTHCARE | PREMIUM DIGITAL | MA11060343 | ALTERNATING PUMP |  | WENTWORTH | WENTWORTH |  | 0 | 42614
A06803 | ALTERNATING-PRESSURE MATTRESS SYSTEMNOVIS HEALTHCAREPREMIUM 8 | ALTERNATING-PRESSURE MATTRESS SYSTEM | NOVIS HEALTHCARE | PREMIUM 8 | MA1110819 | ALTERNATING PUMP |  | WENTWORTH | WENTWORTH | WENTWORTH | 0 | 42614
A06806 | CHAIR, EXAMINATION/TREATMENT, ELECTRICALLY-POWEREDLAY-Z-BOYPINNACLE 5 BUTTON LUXURY LIFT CAT EL | CHAIR, EXAMINATION/TREATMENT, ELECTRICALLY-POWERED | LAY-Z-BOY | PINNACLE 5 BUTTON LUXURY LIFT CAT EL | 56128127 | PATIENT LIFT CHAIR |  | BROKEN HILL | BHHS, PALIATIVE CARE | BHHS, PALIATIVE CARE | 0 | 42620
A06807 | INSTRUMENT, SURGICAL, ORTHOPEDIC, AC-POWERED MOTOR AND ACCESSORY/ATTACHMENTMEDTRONIC INC1898001 | INSTRUMENT, SURGICAL, ORTHOPEDIC, AC-POWERED MOTOR AND ACCESSORY/ATTACHMENT | MEDTRONIC INC | 1898001 | ENTC80414 | INTEGRATED POWER CONSOLE (IPC) SYSTEM | MEDTRONIC COVIDIEN | BROKEN HILL | BHHS, THEATRE | BHHS, THEATRE | 0 | 42636
A06808 | CARBON MONOXIDE ANALYSERBEDFONT SCIENTIFIC LTDPICO+ SMOKERLYZER | CARBON MONOXIDE ANALYSER | BEDFONT SCIENTIFIC LTD | PICO+ SMOKERLYZER | PP029903 | SMOKE ANALYZER | NICHE MEDICAL | BROKEN HILL | BHHS, MENTAL HEALTH DRUG & ALCOHOL | BHHS, MENTAL HEALTH DRUG & ALCOHOL | 0 | 42653
A06809 | BED MONITORING SYSTEMCONSENG8A BED MONITOR W/ REMOTE ALARM | BED MONITORING SYSTEM | CONSENG | 8A BED MONITOR W/ REMOTE ALARM | BM-0596-0416-8A-T | INVISA-BEAM | TOTAL MOBILITY | BROKEN HILL | BHHS | BHHS | 0 | 42654
A06810 | BED MONITORING SYSTEMCONSENG8A BED MONITOR W/ REMOTE ALARM | BED MONITORING SYSTEM | CONSENG | 8A BED MONITOR W/ REMOTE ALARM | BM-0597-0146-8A-T | INVISA-BEAM | TOTAL MOBILITY | BROKEN HILL | BHHS, MEDICAL | BHHS, MEDICAL | 0 | 42655
A06812 | BED MONITORING SYSTEMCONSENG8A BED MONITOR W/ REMOTE ALARM | BED MONITORING SYSTEM | CONSENG | 8A BED MONITOR W/ REMOTE ALARM | CM-0293-0416 | INVISA-BEAM | TOTAL MOBILITY | BROKEN HILL | BHHS | BHHS | 0 | 42655
A06813 | ALTERNATING-PRESSURE MATTRESS SYSTEMARJO HUNTLEIGHNIMBUS | ALTERNATING-PRESSURE MATTRESS SYSTEM | ARJO HUNTLEIGH | NIMBUS | 151041090 | RIPPLE BED | ARJOHUNTLEIGH | BROKEN HILL | BHHS, SURGICAL | BHHS, SURGICAL | 0 | 42655
A06815 | VITAL SIGNS MONITORWELCH ALLYN6000 SERIES | VITAL SIGNS MONITOR | WELCH ALLYN | 6000 SERIES | 100096941716 | VITAL SIGNS MONITOR | WELCH ALLYN AUSTRALIA | TIBOOBURRA | TIBOOBURRA | TIBOOBURRA | 4235 | 42675
A06815BAT | BATTERY, SECONDARYWELCH ALLYNBATT99 | BATTERY, SECONDARY | WELCH ALLYN | BATT99 | 0925151130252 | BATTERY PACK | WELCH ALLYN AUSTRALIA | TIBOOBURRA | TIBOOBURRA | TIBOOBURRA | 0 | 42675
A06817 | VITAL SIGNS MONITORWELCH ALLYN6000 SERIES | VITAL SIGNS MONITOR | WELCH ALLYN | 6000 SERIES | 100038512916 | VITAL SIGNS MONITOR | WELCH ALLYN AUSTRALIA | BROKEN HILL | BHHS, HOSPITAL IN THE HOME | SU14 | 4250 | 42703
A06817BAT | BATTERY, SECONDARYWELCH ALLYNBATT99 | BATTERY, SECONDARY | WELCH ALLYN | BATT99 | 19410446 | BATTERY PACK | WELCH ALLYN AUSTRALIA | BROKEN HILL | BHHS, HOSPITAL IN THE HOME | SU14 | 0 | 42703
A06818 | BATTERY CHARGERWELCH ALLYN71940 | BATTERY CHARGER | WELCH ALLYN | 71940 |  | CHARGING STAND | WELCH ALLYN AUSTRALIA | TIBOOBURRA | TIBOOBURRA, A&E |  | 0 | 42710
A06819 | MODULE, PATIENT MONITORING SYSTEM, MULTIFUNCTIONPHILIPS MEDICAL SYSTEMSM3001A | MODULE, PATIENT MONITORING SYSTEM, MULTIFUNCTION | PHILIPS MEDICAL SYSTEMS | M3001A | DE5630FZG0 | MULTIMEASUREMENT SERVER ((DAY SURGERY CONSULT ROOM) | PHILIPS HEALTHCARE | BROKEN HILL | BHHS, THEATRE | BHHS, THEATRE | 5043 | 42711
A06820 | TABLE, EXAMINATION/TREATMENT, GYNAECOLOGICALDALCROSSDELUXE GYNAE PROCEDURE COUCH | TABLE, EXAMINATION/TREATMENT, GYNAECOLOGICAL | DALCROSS | DELUXE GYNAE PROCEDURE COUCH |  | DELUXE GYNAE PROCEDURE COUCH | DALCROSS | BROKEN HILL | BHHS, SPECIALIST CLINIC | SC20 | 0 | 42712
A06822 | ASPIRATORLAERDAL MEDICAL CORP7800XX | ASPIRATOR | LAERDAL MEDICAL CORP | 7800XX | 78191690285 | LAERDAL SUCTION UNIT | IMPLOX PTY LTD | WHITE CLIFFS | WHITE CLIFFS | WHITE CLIFFS | 1800 | 42717
A06823 | OXYGEN CONCENTRATORRESPIRONICS INCEVERFLO OPI | OXYGEN CONCENTRATOR | RESPIRONICS INC | EVERFLO OPI | 0001997 | OXYGEN CONCENTRATOR | PHILIPS RESPIRONICS AUSTRALIA | BROKEN HILL | BHHS, PALIATIVE CARE | BHHS, PALIATIVE CARE | 1600 | 42724
A06824 | OXYGEN CONCENTRATORRESPIRONICS INCEVERFLO OPI | OXYGEN CONCENTRATOR | RESPIRONICS INC | EVERFLO OPI | 0003373 | OXYGEN CONCENTRATOR | PHILIPS RESPIRONICS AUSTRALIA | BROKEN HILL | BHHS, PALIATIVE CARE | BHHS, PALIATIVE CARE | 1600 | 42724
A06825 | OXYGEN CONCENTRATORRESPIRONICS INCEVERFLO OPI | OXYGEN CONCENTRATOR | RESPIRONICS INC | EVERFLO OPI | 0003531 | OXYGEN CONCENTRATOR | PHILIPS RESPIRONICS AUSTRALIA | BROKEN HILL | BHHS, PALIATIVE CARE | BHHS, PALIATIVE CARE | 1600 | 42724
A06826 | OXYGEN CONCENTRATORRESPIRONICS INCEVERFLO OPI | OXYGEN CONCENTRATOR | RESPIRONICS INC | EVERFLO OPI | 0003374 | OXYGEN CONCENTRATOR | PHILIPS RESPIRONICS AUSTRALIA | BROKEN HILL | BHHS, PALIATIVE CARE | BHHS, PALIATIVE CARE | 1600 | 42724
A06827 | OXYGEN CONCENTRATORRESPIRONICS INCEVERFLO OPI | OXYGEN CONCENTRATOR | RESPIRONICS INC | EVERFLO OPI | 0003496 | OXYGEN CONCENTRATOR | PHILIPS RESPIRONICS AUSTRALIA | BROKEN HILL | BHHS, PALIATIVE CARE | BHHS, PALIATIVE CARE | 1600 | 42724
A06828 | OXYGEN CONCENTRATORRESPIRONICS INCEVERFLO OPI | OXYGEN CONCENTRATOR | RESPIRONICS INC | EVERFLO OPI | 0002827 | OXYGEN CONCENTRATOR | PHILIPS RESPIRONICS AUSTRALIA | BROKEN HILL | BHHS, PALIATIVE CARE | BHHS, PALIATIVE CARE | 1600 | 42724
A06829 | OXYGEN CONCENTRATORRESPIRONICS INCEVERFLO OPI | OXYGEN CONCENTRATOR | RESPIRONICS INC | EVERFLO OPI | 0003364 | OXYGEN CONCENTRATOR | PHILIPS RESPIRONICS AUSTRALIA | BROKEN HILL | BHHS, PALIATIVE CARE | BHHS, PALIATIVE CARE | 1600 | 42724
A06830 | SPHYGMOMANOMETER, ANEROIDWELCH ALLYN7670-01S | SPHYGMOMANOMETER, ANEROID | WELCH ALLYN | 7670-01S | 160912175485 |  | WELCH ALLYN AUSTRALIA | BROKEN HILL | BHHS, PAEDIATRICS | BHHS, PAEDIATRICS | 350 | 42726
A06831 | PATIENT MONITORING SYSTEM, GENERAL PHYSIOLOGY, SINGLE-PERSONEDWARDS LIFE SCIENCESEV1000A | PATIENT MONITORING SYSTEM, GENERAL PHYSIOLOGY, SINGLE-PERSON | EDWARDS LIFE SCIENCES | EV1000A | TPAB088241 | EV1000A CLINICAL PLATFORM | EDWARD LIFESCIENCES | BROKEN HILL | BHHS, THEATRE | BHHS, THEATRE | 24150 | 42754
A06832 | PATIENT MONITOR, BLOOD PRESSURE, INVASIVEEDWARDS LIFE SCIENCESEVPMP | PATIENT MONITOR, BLOOD PRESSURE, INVASIVE | EDWARDS LIFE SCIENCES | EVPMP | 600153003676 |  | EDWARD LIFESCIENCES | BROKEN HILL | BHHS, THEATRE | BHHS, THEATRE | 11500 | 42754
A06833 | PATIENT MONITORING SYSTEM MODULE, DATA MEMORYEDWARDS LIFE SCIENCESEV1000DB | PATIENT MONITORING SYSTEM MODULE, DATA MEMORY | EDWARDS LIFE SCIENCES | EV1000DB | EVDB81574 |  | EDWARD LIFESCIENCES | BROKEN HILL | BHHS, THEATRE | BHHS, THEATRE | 0 | 42754
A06836 | LASER, OPHTHALMICELLEX MEDICALLT5106-T | LASER, OPHTHALMIC | ELLEX MEDICAL | LT5106-T | TG2891 | TANGO | ELLEX MEDICAL PTY LTD | BROKEN HILL | BHHS, SPECIALIST CLINIC | BHHS, SPECIALIST CLINIC | 72000 | 42768
A06837 | TABLE, EXAMINATION/TREATMENT, OPHTHALMICSCHUMO-SIRTU400708_E | TABLE, EXAMINATION/TREATMENT, OPHTHALMIC | SCHUMO-SIR | TU400708_E | S 025457 |  | ELLEX MEDICAL PTY LTD | BROKEN HILL | BHHS, SPECIALIST CLINIC | BHHS, SPECIALIST CLINIC | 2800 | 42768
A06838 | SCALE, PATIENT, FLOORA&D COMPANY, LIMITEDUC-321PBT | SCALE, PATIENT, FLOOR | A&D COMPANY, LIMITED | UC-321PBT | 50609 00157 | SCALE | TUNSTALL AUSTRALASIA PTY LTD | DARETON | DARETON | DARETON | 0 | 42788
A06839 | PULSE OXIMETERMASIMORAD 5 | PULSE OXIMETER | MASIMO | RAD 5 | N115424 | PULSE OXIMETER | MASIMO AUSTRALIA PTY LTD | WENTWORTH | WENTWORTH, A&E | WENTWORTH, A&E | 0 | 42789
A06840 | AEROSOL GENERATORL.R. INSTRUMENTSLIBERTY | AEROSOL GENERATOR | L.R. INSTRUMENTS | LIBERTY | 14A1751156 | AEROSOL GENERATOR | AIDACARE PTY LTD | WENTWORTH | WENTWORTH | WENTWORTH | 0 | 42789
A06841 | ECG, MACHINEPHILIPS MEDICAL SYSTEMSTC50 | ECG, MACHINE | PHILIPS MEDICAL SYSTEMS | TC50 | CN21731603 | ECG MACHINE | PHILIPS HEALTHCARE | BROKEN HILL | BHHS, SPECIALIST CLINIC | BHHS, SPECIALIST CLINIC | 10721 | 42796
A06841BAT | BATTERY, MEDICAL DEVICEMOLI ENERGY CORP.989803194541 | BATTERY, MEDICAL DEVICE | MOLI ENERGY CORP. | 989803194541 | 453564509341 | FOR TC50 ECG | PHILIPS HEALTHCARE | BROKEN HILL | BHHS, SPECIALIST CLINIC | BHHS, SPECIALIST CLINIC | 0 | 42796
A06844 | PHYSIOLOGIC MONITORING SYSTEMWELCH ALLYN802LT0S | PHYSIOLOGIC MONITORING SYSTEM | WELCH ALLYN | 802LT0S | KA063516 | PROPAQ LT | WELCH ALLYN AUSTRALIA | MENINDEE | MENINDEE, HEALTH SERVICE | MENINDEE, HEALTH SERVICE | 0 | 42800
A06845 | POWER SUPPLY, CHARGER UNITWELCH ALLYN007-0164-00 | POWER SUPPLY, CHARGER UNIT | WELCH ALLYN | 007-0164-00 | KL063954 | PROPAQ LT CHARGING CRADLE | WELCH ALLYN AUSTRALIA | MENINDEE | MENINDEE, HEALTH SERVICE | MENINDEE, HEALTH SERVICE | 0 | 42801
A06846 | SCALE, PRECISION, ELECTRONICTANITAWB-3000 | SCALE, PRECISION, ELECTRONIC | TANITA | WB-3000 | 0100246 | ADULT STAND ON BMI AND HEIGHT | WEDDERBURN SCALES | BROKEN HILL | BHHS, CHRONIC CARE |  | 0 | 42801
A06847 | EXAMINATION LIGHTHETEXAMINATION LAMP MAC130 | EXAMINATION LIGHT | HET | EXAMINATION LAMP MAC130 | 10000002 | EXAMINATION LIGHT 22.8V 2.19A 50W |  | BROKEN HILL | BHHS, SUB ACUTE REHAB | SUB ACUTE REHAB | 0 | 42803
A06848 | BED, ELECTRICHENDICARE400 | BED, ELECTRIC | HENDICARE | 400 | 019641 |  |  | WILCANNIA | WILCANNIA | WILCANNIA | 0
A06849 | BED, ELECTRICMEDICRAFTHLE7000 | BED, ELECTRIC | MEDICRAFT | HLE7000 | 02285 |  |  | WILCANNIA | WILCANNIA | WILCANNIA | 0
A06850 | BED, ELECTRICMEDICRAFTHLE7000 | BED, ELECTRIC | MEDICRAFT | HLE7000 | 03707 |  |  | WILCANNIA | WILCANNIA |  | 0
A06852 | SCALE, PATIENT, FLOORSECA CORP769 | SCALE, PATIENT, FLOOR | SECA CORP | 769 | 5769365141011 | SCALE | ECOMED | BALRANALD | BALRANALD, A&E |  | 0 | 42829
A06853 | FETAL HEART DETECTORARJO HUNTLEIGHD900 | FETAL HEART DETECTOR | ARJO HUNTLEIGH | D900 | D900X0544792-01 | FETAL HEART DETECTORS | ARJOHUNTLEIGH | BALRANALD | BALRANALD, COMMUNITY HEALTH |  | 0 | 36986
A06854 | INFUSION PUMP, SYRINGECAESAREA MEDICAL ELECTRONICS LTDNIKI T34 | INFUSION PUMP, SYRINGE | CAESAREA MEDICAL ELECTRONICS LTD | NIKI T34 | S80350 | DONATED BY BROKEN HILL CONTRIBUTION FUND | REM SYSTEMS | BROKEN HILL | BHHS, MEDICAL | BHHS, MEDICAL | 1976 | 42830
A06855 | INFUSION PUMP, SYRINGECAESAREA MEDICAL ELECTRONICS LTDNIKI T34 | INFUSION PUMP, SYRINGE | CAESAREA MEDICAL ELECTRONICS LTD | NIKI T34 | S80352 | DONATED BY BROKEN HILL CONTRIBUTION FUND | REM SYSTEMS | BROKEN HILL | BHHS, SURGICAL | BHHS, SURGICAL | 1976 | 42830
A06856 | BATTERY CHARGERWELCH ALLYN710 | BATTERY CHARGER | WELCH ALLYN | 710 |  | OTTOSCOPE BATTERY CHARGER | WELCH ALLYN AUSTRALIA | BALRANALD | BALRANALD, COMMUNITY HEALTH |  | 0 | 42830
A06857 | VITAL SIGNS MONITORWELCH ALLYN6000 SERIES | VITAL SIGNS MONITOR | WELCH ALLYN | 6000 SERIES | 100096951716 | VITAL SIGNS MONITOR | WELCH ALLYN AUSTRALIA | BROKEN HILL | BHHS, PHYSIO | BHHS, PHYSIO | 4234.45 | 42832
A06857BAT | BATTERY, SECONDARYWELCH ALLYNBATT99 | BATTERY, SECONDARY | WELCH ALLYN | BATT99 | 19410432 | BATTERY PACK | WELCH ALLYN AUSTRALIA | BROKEN HILL | BHHS, PHYSIO | BHHS, PHYSIO | 0 | 42832
A06858 | VITAL SIGNS MONITORWELCH ALLYN6000 SERIES | VITAL SIGNS MONITOR | WELCH ALLYN | 6000 SERIES | 100028942716 | VITAL SIGNS MONITOR | WELCH ALLYN AUSTRALIA | BROKEN HILL | BHHS, A&E | BHHS, A&E | 4234.45 | 42832
A06858BAT | BATTERY, SECONDARYWELCH ALLYNBATT99 | BATTERY, SECONDARY | WELCH ALLYN | BATT99 | 19252012 | BATTERY PACK | WELCH ALLYN AUSTRALIA | BROKEN HILL | BHHS, A&E | BHHS, A&E | 0 | 42832
A06859 | VITAL SIGNS MONITORWELCH ALLYN6000 SERIES | VITAL SIGNS MONITOR | WELCH ALLYN | 6000 SERIES | 100096901716 | VITAL SIGNS MONITOR | WELCH ALLYN AUSTRALIA | BROKEN HILL | BHHS, SURGICAL | BHHS, SURGICAL | 4234.45 | 42832
A06859BAT | BATTERY, SECONDARYWELCH ALLYNBATT99 | BATTERY, SECONDARY | WELCH ALLYN | BATT99 | 19252005 | BATTERY PACK | WELCH ALLYN AUSTRALIA | BROKEN HILL | BHHS, SURGICAL | BHHS, SURGICAL | 0 | 42832
A06860 | AEROSOL GENERATORECON-O-MIST FORTE | AEROSOL GENERATOR |  | ECON-O-MIST FORTE | 16AI381198 | AEROSOL GENERATOR |  | BROKEN HILL | BHHS, PALIATIVE CARE |  | 130 | 40147
A06861 | AEROSOL GENERATORECON-O-MIST FORTE | AEROSOL GENERATOR |  | ECON-O-MIST FORTE | 16A123 2402 | AEROSOL GENERATOR |  | BROKEN HILL | BHHS, PALIATIVE CARE | BHHS, PALIATIVE CARE | 130 | 42836
A06862 | AEROSOL GENERATORECON-O-MIST FORTE | AEROSOL GENERATOR |  | ECON-O-MIST FORTE | 16AI38 1182 | AEROSOL GENERATOR |  | BROKEN HILL | BHHS, PALIATIVE CARE | BHHS, PALIATIVE CARE | 130 | 42836
A06863 | AEROSOL GENERATORFLAEM NUOVA S.P.A.ECON-O-MIST FORTE AE 650-040 | AEROSOL GENERATOR | FLAEM NUOVA S.P.A. | ECON-O-MIST FORTE AE 650-040 | 16AI38 1063 | AEROSOL GENERATOR |  | BROKEN HILL | BHHS, PALIATIVE CARE |  | 130 | 42836
A06864 | AEROSOL GENERATORECON-O-MIST FORTE | AEROSOL GENERATOR |  | ECON-O-MIST FORTE | 16AI38 1199 | AEROSOL GENERATOR |  | BROKEN HILL | BHHS, PALIATIVE CARE |  | 130 | 42836
A06865 | AEROSOL GENERATORECON-O-MIST FORTE | AEROSOL GENERATOR |  | ECON-O-MIST FORTE | 16AI38 1062 | AEROSOL GENERATOR |  | BROKEN HILL | BHHS, PALIATIVE CARE |  | 130 | 42836
A06866 | VITAL SIGNS MONITORWELCH ALLYN6000 SERIES | VITAL SIGNS MONITOR | WELCH ALLYN | 6000 SERIES | 100038562916 | VITAL SIGNS MONITOR | WELCH ALLYN AUSTRALIA | BROKEN HILL | BHHS, SUB ACUTE REHAB | SUB ACUTE REHAB | 4234.45 | 42837
A06866BAT | BATTERY, SECONDARYWELCH ALLYNBATT99 | BATTERY, SECONDARY | WELCH ALLYN | BATT99 |  | BATTERY PACK | WELCH ALLYN AUSTRALIA | BROKEN HILL | BHHS, SUB ACUTE REHAB | SUB ACUTE REHAB | 0 | 42837
A06867 | VITAL SIGNS MONITORWELCH ALLYN6000 SERIES | VITAL SIGNS MONITOR | WELCH ALLYN | 6000 SERIES | 100038592916 | VITAL SIGNS MONITOR | WELCH ALLYN AUSTRALIA | BROKEN HILL | BHHS, MEDICAL | BHHS, MEDICAL | 4234.45 | 42838
A06867BAT | BATTERY, SECONDARYWELCH ALLYNBATT99 | BATTERY, SECONDARY | WELCH ALLYN | BATT99 | 0222161130038 | BATTERY PACK | WELCH ALLYN AUSTRALIA | BROKEN HILL | BHHS, MEDICAL | BHHS, MEDICAL | 0 | 42838
A06868 | VITAL SIGNS MONITORWELCH ALLYN6000 SERIES | VITAL SIGNS MONITOR | WELCH ALLYN | 6000 SERIES | 100038522916 | VITAL SIGNS MONITOR | WELCH ALLYN AUSTRALIA | BROKEN HILL | BHHS, SURGICAL | BHHS, SURGICAL | 4234.45 | 42838
A06868BAT | BATTERY, SECONDARYWELCH ALLYNBATT99 | BATTERY, SECONDARY | WELCH ALLYN | BATT99 | 19440597 | BATTERY PACK | WELCH ALLYN AUSTRALIA | BROKEN HILL | BHHS, SURGICAL | BHHS, SURGICAL | 0 | 42838
A06869 | INFUSION PUMP, SYRINGEFRESENIUS018290 | INFUSION PUMP, SYRINGE | FRESENIUS | 018290 | 23346779 | INJECTOMAT TIVA | FRESENIUS KABI | BROKEN HILL | BHHS, THEATRE | BHHS, THEATRE | 3000 | 42857
A06870 | INFUSION PUMP, SYRINGEFRESENIUS018290 | INFUSION PUMP, SYRINGE | FRESENIUS | 018290 | 23346789 | INJECTOMAT TIVA | FRESENIUS KABI | BROKEN HILL | BHHS, THEATRE | BHHS, THEATRE | 3000 | 42857
A06871 | INFUSION PUMP, SYRINGEFRESENIUS018192 | INFUSION PUMP, SYRINGE | FRESENIUS | 018192 | 23378015 | INJECTOMAT MC AGILIA AUS | FRESENIUS KABI | BROKEN HILL | BHHS, A&E | BHHS, A&E | 2393 | 42857
A06872 | INFUSION PUMP, SYRINGEFRESENIUS018192 | INFUSION PUMP, SYRINGE | FRESENIUS | 018192 | 23378011 | INJECTOMAT MC AGILIA AUS | FRESENIUS KABI | BROKEN HILL | BHHS, SURGICAL | BHHS, SURGICAL | 2393 | 42857
A06873 | PULSE OXIMETERMASIMORAD 5 | PULSE OXIMETER | MASIMO | RAD 5 | N120486 | PULSE OXIMETER | MASIMO AUSTRALIA PTY LTD | DARETON | DARETON | DARETON | 1050 | 42866
A06874 | INFUSION PUMP, ENTERAL FEEDINGNUTRICIA35679 | INFUSION PUMP, ENTERAL FEEDING | NUTRICIA | 35679 | 79306672 | FLOCARE INFINITY ENTERAL FEEDING PUMP LOAN PUMP FROM NUTRICIA AUSTRALIA | NUTRICIA AUSTRALIA | BROKEN HILL | BHHS, SUB ACUTE REHAB |  | 0 | 42886
A06875 | FETAL HEART DETECTOR, ULTRASONICARJO HUNTLEIGHFD1 | FETAL HEART DETECTOR, ULTRASONIC | ARJO HUNTLEIGH | FD1 | FD1PX34137216 | FETAL HEART DETECTOR | ARJOHUNTLEIGH | BROKEN HILL | BHHS, OBU |  | 0 | 42887
A06876 | INFUSION PUMP, ENTERAL FEEDINGNUTRICIA35679 | INFUSION PUMP, ENTERAL FEEDING | NUTRICIA | 35679 | 79405126 | FLOCARE INFINITY ENTERAL FEEDING PUMP LOAN PUMP FROM NUTRICIA AUSTRALIA | NUTRICIA AUSTRALIA | BROKEN HILL | BHHS, DIETICIANS |  | 0 | 42894
A06878 | FETAL HEART DETECTOR, ULTRASONICARJO HUNTLEIGHFD1 | FETAL HEART DETECTOR, ULTRASONIC | ARJO HUNTLEIGH | FD1 | FD1PX34219917 | FETAL HEART DETECTOR | ARJOHUNTLEIGH | BROKEN HILL | BHHS, OBU | BHHS, OBU | 0 | 42913
A06892 | ANALYSER, POINT-OF-CARE, WHOLE BLOOD, COAGULATIONAXIS-SHIELDAS100 ANALYZER | ANALYSER, POINT-OF-CARE, WHOLE BLOOD, COAGULATION | AXIS-SHIELD | AS100 ANALYZER | AS0053317 |  | ALERE | BROKEN HILL | BHHS, CHRONIC CARE |  | 3999 | 42908
A06893 | ULTRASOUND SYSTEM, NON-IMAGING, DOPPLER BLOOD-FLOW MEASUREMENTHUNTLEIGH HEALTHCAREDMX | ULTRASOUND SYSTEM, NON-IMAGING, DOPPLER BLOOD-FLOW MEASUREMENT | HUNTLEIGH HEALTHCARE | DMX | 772A100136417 |  | ARJOHUNTLEIGH | BROKEN HILL | BHHS, CHRONIC CARE |  | 3095 | 42909
A06896 | TEST INSTRUMENT, THERMOMETERWELCH ALLYN9600 PLUS | TEST INSTRUMENT, THERMOMETER | WELCH ALLYN | 9600 PLUS | 17150017 | CALIBRATION CHECKER | WELCH ALLYN AUSTRALIA | BROKEN HILL | BHHS, BIOMEDICAL | BI01 | 0 | 42915
A06897 | TEST INSTRUMENT, THERMOMETERWELCH ALLYN9600 PLUS | TEST INSTRUMENT, THERMOMETER | WELCH ALLYN | 9600 PLUS | 17150014 | CALIBRATION CHECKER | WELCH ALLYN AUSTRALIA | BROKEN HILL | BHHS, BIOMEDICAL | BI01 | 872.12 | 42915
A06898 | VITAL SIGNS MONITORWELCH ALLYN6000 SERIES | VITAL SIGNS MONITOR | WELCH ALLYN | 6000 SERIES | 100041311517 | VITAL SIGNS MONITOR | WELCH ALLYN AUSTRALIA | BROKEN HILL | BHHS, CHRONIC CARE |  | 4234.33 | 42920
A06898BAT | BATTERY, SECONDARYWELCH ALLYNBATT99 | BATTERY, SECONDARY | WELCH ALLYN | BATT99 | 0215171130434 | BATTERY PACK | WELCH ALLYN AUSTRALIA | BROKEN HILL | BHHS, CHRONIC CARE |  | 0 | 42920
A06899 | SCALE, STAND-ON, PATIENTWEDDERBURNWM302 | SCALE, STAND-ON, PATIENT | WEDDERBURN | WM302 | WF300143 | HANDRAIL SCALE | WEDDERBURN SCALES | BROKEN HILL | BHHS, CHRONIC CARE |  | 0 | 42921
A06900 | VITAL SIGNS MONITORWELCH ALLYN6000 SERIES | VITAL SIGNS MONITOR | WELCH ALLYN | 6000 SERIES | 100048861817 | VITAL SIGNS MONITOR | WELCH ALLYN AUSTRALIA | BROKEN HILL | BHHS, SURGICAL | BHHS, SURGICAL | 4234.33 | 42922
A06900BAT | BATTERY, SECONDARYWELCH ALLYNBATT99 | BATTERY, SECONDARY | WELCH ALLYN | BATT99 | 0125171130122 | BATTERY PACK | WELCH ALLYN AUSTRALIA | BROKEN HILL | BHHS, SURGICAL | BHHS, SURGICAL | 0 | 42921
A06901 | VITAL SIGNS MONITORWELCH ALLYN6000 SERIES | VITAL SIGNS MONITOR | WELCH ALLYN | 6000 SERIES | 100048851817 | VITAL SIGNS MONITOR | WELCH ALLYN AUSTRALIA | BROKEN HILL | BHHS, MEDICAL | BHHS, MEDICAL | 4234.33 | 42922
A06901BAT | BATTERY, SECONDARYWELCH ALLYNBATT99 | BATTERY, SECONDARY | WELCH ALLYN | BATT99 | 19440839 | BATTERY PACK | WELCH ALLYN AUSTRALIA | BROKEN HILL | BHHS |  | 0 | 42922
A06902 | VITAL SIGNS MONITORWELCH ALLYN6000 SERIES | VITAL SIGNS MONITOR | WELCH ALLYN | 6000 SERIES | 100048871817 | VITAL SIGNS MONITOR | WELCH ALLYN AUSTRALIA | BROKEN HILL | BHHS, SPECIALIST CLINIC | BHHS, SPECIALIST CLINIC | 4234.33 | 42922
A06902BAT | BATTERY, SECONDARYWELCH ALLYNBATT99 | BATTERY, SECONDARY | WELCH ALLYN | BATT99 | 0125171130121 | BATTERY PACK | WELCH ALLYN AUSTRALIA | BROKEN HILL | BHHS |  | 0 | 42922
A06904 | TELEMETRY SYSTEM TRANSMITTER, ELECTROMYOGRAPHPHILIPS MEDICAL SYSTEMSMX40-2B4 | TELEMETRY SYSTEM TRANSMITTER, ELECTROMYOGRAPH | PHILIPS MEDICAL SYSTEMS | MX40-2B4 | US096A1599 |  | PHILIPS HEALTHCARE | BROKEN HILL | BHHS, ICU/CCU | BHHS, ICU/CCU | 0 | 42923
A06905 | TELEMETRY SYSTEM TRANSMITTER, ELECTROMYOGRAPHPHILIPS MEDICAL SYSTEMSMX40-2B4 | TELEMETRY SYSTEM TRANSMITTER, ELECTROMYOGRAPH | PHILIPS MEDICAL SYSTEMS | MX40-2B4 | US096A1612 |  | PHILIPS HEALTHCARE | BROKEN HILL | BHHS, ICU/CCU | BHHS, ICU/CCU | 0 | 42923
A06906 | ERGOMETER, ARMUNKNOWNGB3030 | ERGOMETER, ARM | UNKNOWN | GB3030 | B30301706013 | UPPER BODY TRAINER | ASTIR | BROKEN HILL | BHHS, CHRONIC CARE |  | 896 | 42927
A06907 | EXERCISER, TREADMILLSPORTS ARTT655MS | EXERCISER, TREADMILL | SPORTS ART | T655MS |  | TREADMILL |  | BROKEN HILL | BHHS, PHYSIO | BHHS, PHYSIO | 8460 | 42927
A06908 | ERGOMETER, BICYCLESPORTS ARTC535R | ERGOMETER, BICYCLE | SPORTS ART | C535R |  |  |  | BROKEN HILL | BHHS, PHYSIO | BHHS, PHYSIO | 3000 | 42927
A06909 | JAUNDICE METERM&B ELECTRONIC INSTRUMENTSMBJ20 | JAUNDICE METER | M&B ELECTRONIC INSTRUMENTS | MBJ20 | MBJ704808028 | JAUNDICE DETECTOR | JB MEDICAL SUPPLIES | BROKEN HILL | BHHS, OBU | BHHS, OBU | 3900 | 42934
A06910 | BED, GENERAL-PURPOSE, ELECTRICALLY-POWEREDARJO HUNTLEIGHENTERPRISE 5000 | BED, GENERAL-PURPOSE, ELECTRICALLY-POWERED | ARJO HUNTLEIGH | ENTERPRISE 5000 | P0427552 | ENTERPRISE 5000X (E5X) | ARJOHUNTLEIGH | BROKEN HILL | BHHS, SURGICAL | BHHS, SURGICAL | 3315 | 42936
A06911 | BED, GENERAL-PURPOSE, ELECTRICALLY-POWEREDARJO HUNTLEIGHENTERPRISE 5000 | BED, GENERAL-PURPOSE, ELECTRICALLY-POWERED | ARJO HUNTLEIGH | ENTERPRISE 5000 | P0427550 | ENTERPRISE 5000X (E5X) | ARJOHUNTLEIGH | BROKEN HILL | BHHS, PAEDIATRICS | BHHS, PAEDIATRICS | 3315 | 42936
A06911BAT | BATTERY, SECONDARYLINAKBA1811-0400-000 | BATTERY, SECONDARY | LINAK | BA1811-0400-000 |  | BATTERY PACK 2 X 12V 1.3AH. 2 X LC-R121R3P | MASTER INSTRUMENTS | BROKEN HILL | BHHS, PAEDIATRICS | BHHS, PAEDIATRICS | 0 | 44180
A06912 | BED, GENERAL-PURPOSE, ELECTRICALLY-POWEREDARJO HUNTLEIGHENTERPRISE 5000 | BED, GENERAL-PURPOSE, ELECTRICALLY-POWERED | ARJO HUNTLEIGH | ENTERPRISE 5000 | P0427549 | ENTERPRISE 5000X (E5X) | ARJOHUNTLEIGH | BROKEN HILL | BHHS, PAEDIATRICS | BHHS, PAEDIATRICS | 3315 | 42936
A06913 | BED, GENERAL-PURPOSE, ELECTRICALLY-POWEREDARJO HUNTLEIGHENTERPRISE 5000 | BED, GENERAL-PURPOSE, ELECTRICALLY-POWERED | ARJO HUNTLEIGH | ENTERPRISE 5000 | P0427551 | ENTERPRISE 5000X (E5X) | ARJOHUNTLEIGH | BROKEN HILL | BHHS, PAEDIATRICS | BHHS, PAEDIATRICS | 3315 | 42936
A06914 | BED, GENERAL-PURPOSE, ELECTRICALLY-POWEREDARJO HUNTLEIGHENTERPRISE 5000 | BED, GENERAL-PURPOSE, ELECTRICALLY-POWERED | ARJO HUNTLEIGH | ENTERPRISE 5000 | P0427548 | ENTERPRISE 5000X (E5X) | ARJOHUNTLEIGH | WILCANNIA | WILCANNIA, WARDS |  | 3315 | 42942
A06914BAT | BATTERY, SECONDARYLINAKBA1811-0400-000 | BATTERY, SECONDARY | LINAK | BA1811-0400-000 |  | BATTERY PACK 2 X 12V 1.3AH. 2 X LC-R121R3P | MASTER INSTRUMENTS | WILCANNIA | WILCANNIA, WARDS |  | 0 | 42943
A06915 | BED, GENERAL-PURPOSE, ELECTRICALLY-POWEREDARJO HUNTLEIGHENTERPRISE 5000 | BED, GENERAL-PURPOSE, ELECTRICALLY-POWERED | ARJO HUNTLEIGH | ENTERPRISE 5000 | P0427546 | ENTERPRISE 5000X (E5X) | ARJOHUNTLEIGH | WILCANNIA | WILCANNIA, WARDS |  | 3315 | 42942
A06915BAT | BATTERY, SECONDARYLINAKBA1811-0400-000 | BATTERY, SECONDARY | LINAK | BA1811-0400-000 |  | BATTERY PACK 2 X 12V 1.3AH. 2 X LC-R121R3P | MASTER INSTRUMENTS | WILCANNIA | WILCANNIA, WARDS |  | 0 | 42943
A06916 | LIFT, PATIENT TRANSFER, MOBILEJOERNS HEALTHCARE LTDOXF-PRESENCE-AU | LIFT, PATIENT TRANSFER, MOBILE | JOERNS HEALTHCARE LTD | OXF-PRESENCE-AU | 1607L0933 | OXFORD PRESENCE227 | COUNTRY CARE | WILCANNIA | WILCANNIA, WARDS | WILCANNIA, WARDS | 0 | 42942
A06916BAT | BATTERY PACKLINAKBAJ10001XX1 | BATTERY PACK | LINAK | BAJ10001XX1 |  | BATTERY PACK | LINAK | WILCANNIA | WILCANNIA, WARDS |  | 0 | 42942
A06917 | THERMOMETER, ELECTRONICWELCH ALLYN692 | THERMOMETER, ELECTRONIC | WELCH ALLYN | 692 | 17182271 | SURE TEMP PLUS | WELCH ALLYN AUSTRALIA | BROKEN HILL | BHHS, THEATRE | BHHS, THEATRE | 0 | 42942
A06919 | THERMOMETER, ELECTRONICWELCH ALLYN692 | THERMOMETER, ELECTRONIC | WELCH ALLYN | 692 | 17178642 | SURE TEMP PLUS | WELCH ALLYN AUSTRALIA | BROKEN HILL | BHHS, THEATRE | BHHS, THEATRE | 0 | 42942
A06920 | THERMOMETER, ELECTRONICWELCH ALLYN692 | THERMOMETER, ELECTRONIC | WELCH ALLYN | 692 | 17178644 | SURE TEMP PLUS | WELCH ALLYN AUSTRALIA | BROKEN HILL | BHHS, THEATRE | BHHS, THEATRE | 0 | 42942
A06921 | THERMOMETER, ELECTRONICWELCH ALLYN692 | THERMOMETER, ELECTRONIC | WELCH ALLYN | 692 | 17182215 | SURE TEMP PLUS | WELCH ALLYN AUSTRALIA | BROKEN HILL | BHHS, ICU/CCU | BHHS, ICU/CCU | 0 | 42942
A06922 | THERMOMETER, ELECTRONICWELCH ALLYN692 | THERMOMETER, ELECTRONIC | WELCH ALLYN | 692 | 17178624 | SURE TEMP PLUS | WELCH ALLYN AUSTRALIA | BROKEN HILL | BHHS, OBU | BHHS, OBU | 0 | 42942
A06923 | BATTERY CHARGERLINAKCHJ200000130J081 | BATTERY CHARGER | LINAK | CHJ200000130J081 |  | LINAK BATTERY PACK CHARGER |  | WILCANNIA | WILCANNIA, WARDS |  | 0 | 42942
A06924 | THERMOMETER, ELECTRONICWELCH ALLYN692 | THERMOMETER, ELECTRONIC | WELCH ALLYN | 692 | 17182288 | SURE TEMP PLUS | WELCH ALLYN AUSTRALIA | BROKEN HILL | BHHS, MEDICAL | BHHS, MEDICAL | 0 | 42942
A06925 | THERMOMETER, ELECTRONICWELCH ALLYN692 | THERMOMETER, ELECTRONIC | WELCH ALLYN | 692 | 17178627 | SURE TEMP PLUS | WELCH ALLYN AUSTRALIA | BROKEN HILL | BHHS, MEDICAL | BHHS, MEDICAL | 0 | 42942
A06926 | THERMOMETER, ELECTRONICWELCH ALLYN692 | THERMOMETER, ELECTRONIC | WELCH ALLYN | 692 | 17178633 | SURE TEMP PLUS | WELCH ALLYN AUSTRALIA | BROKEN HILL | BHHS, MEDICAL | BHHS, MEDICAL | 0 | 42942
A06927 | THERMOMETER, ELECTRONICWELCH ALLYN692 | THERMOMETER, ELECTRONIC | WELCH ALLYN | 692 | 17178634 | SURE TEMP PLUS | WELCH ALLYN AUSTRALIA | BROKEN HILL | BHHS, MEDICAL | BHHS, MEDICAL | 0 | 42942
A06928 | THERMOMETER, ELECTRONICWELCH ALLYN692 | THERMOMETER, ELECTRONIC | WELCH ALLYN | 692 | 17178626 | SURE TEMP PLUS | WELCH ALLYN AUSTRALIA | BROKEN HILL | BHHS, MEDICAL | BHHS, MEDICAL | 0 | 42942
A06929 | THERMOMETER, ELECTRONICWELCH ALLYN692 | THERMOMETER, ELECTRONIC | WELCH ALLYN | 692 | 17182295 | SURE TEMP PLUS | WELCH ALLYN AUSTRALIA | BROKEN HILL | BHHS, ICU/CCU | BHHS, ICU/CCU | 0 | 42942
A06930 | THERMOMETER, ELECTRONICWELCH ALLYN692 | THERMOMETER, ELECTRONIC | WELCH ALLYN | 692 | 17182265 | SURE TEMP PLUS | WELCH ALLYN AUSTRALIA | BROKEN HILL | BHHS, ICU/CCU | BHHS, ICU/CCU | 0 | 42942
A06931 | THERMOMETER, ELECTRONICWELCH ALLYN692 | THERMOMETER, ELECTRONIC | WELCH ALLYN | 692 | 17178629 | SURE TEMP PLUS | WELCH ALLYN AUSTRALIA | BROKEN HILL | BHHS, SURGICAL | BHHS, SURGICAL | 0 | 42943
A06932 | THERMOMETER, ELECTRONICWELCH ALLYN692 | THERMOMETER, ELECTRONIC | WELCH ALLYN | 692 | 17141717 | SURE TEMP PLUS | WELCH ALLYN AUSTRALIA | BROKEN HILL | BHHS, SURGICAL | BHHS, SURGICAL | 0 | 42942
A06933 | THERMOMETER, ELECTRONICWELCH ALLYN692 | THERMOMETER, ELECTRONIC | WELCH ALLYN | 692 | 17141720 | SURE TEMP PLUS | WELCH ALLYN AUSTRALIA | BROKEN HILL | BHHS, SURGICAL | BHHS, SURGICAL | 0 | 42942
A06934 | THERMOMETER, ELECTRONICWELCH ALLYN692 | THERMOMETER, ELECTRONIC | WELCH ALLYN | 692 | 17178638 | SURE TEMP PLUS | WELCH ALLYN AUSTRALIA | BROKEN HILL | BHHS, SURGICAL | BHHS, SURGICAL | 0 | 42942
A06935 | THERMOMETER, ELECTRONICWELCH ALLYN692 | THERMOMETER, ELECTRONIC | WELCH ALLYN | 692 | 17178636 | SURE TEMP PLUS | WELCH ALLYN AUSTRALIA | BROKEN HILL | COMMUNITY HEALTH CENTRE | COMMUNITY HEALTH CENTRE | 0 | 42942
A06936 | THERMOMETER, ELECTRONICWELCH ALLYN692 | THERMOMETER, ELECTRONIC | WELCH ALLYN | 692 | 17141712 | SURE TEMP PLUS | WELCH ALLYN AUSTRALIA | BROKEN HILL | BHHS, OBU | BHHS, OBU | 0 | 42942
A06937 | THERMOMETER, ELECTRONICWELCH ALLYN692 | THERMOMETER, ELECTRONIC | WELCH ALLYN | 692 | 17137235 | SURE TEMP PLUS | WELCH ALLYN AUSTRALIA | BROKEN HILL | BHHS, PRIMARY HEALTH | BHHS, PRIMARY HEALTH | 0 | 42942
A06938 | THERMOMETER, ELECTRONICWELCH ALLYN692 | THERMOMETER, ELECTRONIC | WELCH ALLYN | 692 | 17137238 | SURE TEMP PLUS | WELCH ALLYN AUSTRALIA | BROKEN HILL | BHHS, PRIMARY HEALTH | BHHS, PRIMARY HEALTH | 0 | 42942
A06939 | THERMOMETER, ELECTRONICWELCH ALLYN692 | THERMOMETER, ELECTRONIC | WELCH ALLYN | 692 | 17141716 | SURE TEMP PLUS | WELCH ALLYN AUSTRALIA | BROKEN HILL | BHHS, PRIMARY HEALTH | BHHS, PRIMARY HEALTH | 0 | 42942
A06940 | THERMOMETER, ELECTRONICWELCH ALLYN692 | THERMOMETER, ELECTRONIC | WELCH ALLYN | 692 | 17137233 | SURE TEMP PLUS | WELCH ALLYN AUSTRALIA | BROKEN HILL | BHHS, PRIMARY HEALTH | BHHS, PRIMARY HEALTH | 0 | 42942
A06941 | THERMOMETER, ELECTRONICWELCH ALLYN692 | THERMOMETER, ELECTRONIC | WELCH ALLYN | 692 | 17137236 | SURE TEMP PLUS | WELCH ALLYN AUSTRALIA | BROKEN HILL | BHHS, A&E | BHHS, A&E | 0 | 42942
A06942 | THERMOMETER, ELECTRONICWELCH ALLYN692 | THERMOMETER, ELECTRONIC | WELCH ALLYN | 692 | 16260553 | SURE TEMP PLUS | WELCH ALLYN AUSTRALIA | BROKEN HILL | BHHS, A&E | BHHS, A&E | 0 | 42942
A06943 | THERMOMETER, ELECTRONICWELCH ALLYN692 | THERMOMETER, ELECTRONIC | WELCH ALLYN | 692 | 16250786 | SURE TEMP PLUS | WELCH ALLYN AUSTRALIA | BROKEN HILL | BHHS, A&E | BHHS, A&E | 0 | 42942
A06944 | THERMOMETER, ELECTRONICWELCH ALLYN692 | THERMOMETER, ELECTRONIC | WELCH ALLYN | 692 | 16250604 | SURE TEMP PLUS | WELCH ALLYN AUSTRALIA | BROKEN HILL | BHHS, A&E | BHHS, A&E | 0 | 42942
A06945 | THERMOMETER, ELECTRONICWELCH ALLYN692 | THERMOMETER, ELECTRONIC | WELCH ALLYN | 692 | 17182161 | SURE TEMP PLUS | WELCH ALLYN AUSTRALIA | BROKEN HILL | COMMUNITY HEALTH CENTRE | COMMUNITY HEALTH CENTRE | 0 | 42942
A06946 | THERMOMETER, ELECTRONICWELCH ALLYN692 | THERMOMETER, ELECTRONIC | WELCH ALLYN | 692 | 16260563 | SURE TEMP PLUS | WELCH ALLYN AUSTRALIA | BROKEN HILL | COMMUNITY HEALTH CENTRE | COMMUNITY HEALTH CENTRE | 0 | 42942
A06947 | THERMOMETER, ELECTRONICWELCH ALLYN692 | THERMOMETER, ELECTRONIC | WELCH ALLYN | 692 | 16260612 | SURE TEMP PLUS | WELCH ALLYN AUSTRALIA | BROKEN HILL | COMMUNITY HEALTH CENTRE | SEXUAL HEALTH | 0 | 42942
A06948 | THERMOMETER, ELECTRONICWELCH ALLYN692 | THERMOMETER, ELECTRONIC | WELCH ALLYN | 692 | 16250602 | SURE TEMP PLUS | WELCH ALLYN AUSTRALIA | BROKEN HILL | BHHS, A&E | BHHS, A&E | 0 | 42942
A06949 | THERMOMETER, ELECTRONICWELCH ALLYN692 | THERMOMETER, ELECTRONIC | WELCH ALLYN | 692 | 17182165 | SURE TEMP PLUS | WELCH ALLYN AUSTRALIA | BROKEN HILL | BHHS, PAEDIATRICS | BHHS, PAEDIATRICS | 0 | 42942
A06950 | THERMOMETER, ELECTRONICWELCH ALLYN692 | THERMOMETER, ELECTRONIC | WELCH ALLYN | 692 | 17182186 | SURE TEMP PLUS | WELCH ALLYN AUSTRALIA | BROKEN HILL | BHHS, PAEDIATRICS | BHHS, PAEDIATRICS | 0 | 42942
A06951 | THERMOMETER, ELECTRONICWELCH ALLYN692 | THERMOMETER, ELECTRONIC | WELCH ALLYN | 692 | 17182246 | SURE TEMP PLUS | WELCH ALLYN AUSTRALIA | BROKEN HILL | BHHS, SPECIAL CARE SUITE | BHHS | 0 | 42942
A06952 | THERMOMETER, ELECTRONICWELCH ALLYN692 | THERMOMETER, ELECTRONIC | WELCH ALLYN | 692 | 16250725 | SURE TEMP PLUS | WELCH ALLYN AUSTRALIA | BROKEN HILL | BHHS, SPECIAL CARE SUITE | BHHS | 0 | 42942
A06953 | THERMOMETER, ELECTRONICWELCH ALLYN692 | THERMOMETER, ELECTRONIC | WELCH ALLYN | 692 | 17182198 | SURE TEMP PLUS | WELCH ALLYN AUSTRALIA | BROKEN HILL | BHHS, ONCOLOGY | BHHS, ONCOLOGY | 0 | 42942
A06954 | THERMOMETER, ELECTRONICWELCH ALLYN692 | THERMOMETER, ELECTRONIC | WELCH ALLYN | 692 | 17182193 | SURE TEMP PLUS | WELCH ALLYN AUSTRALIA | BROKEN HILL | BHHS, MENTAL HEALTH DRUG & ALCOHOL | BHHS, MENTAL HEALTH DRUG & ALCOHOL | 0 | 42942
A06955 | THERMOMETER, ELECTRONICWELCH ALLYN692 | THERMOMETER, ELECTRONIC | WELCH ALLYN | 692 | 17182179 | SURE TEMP PLUS | WELCH ALLYN AUSTRALIA | BROKEN HILL | BHHS, CHRONIC CARE | BHHS, CHRONIC CARE | 0 | 42942
A06956 | THERMOMETER, ELECTRONICWELCH ALLYN692 | THERMOMETER, ELECTRONIC | WELCH ALLYN | 692 | 17182183 | SURE TEMP PLUS | WELCH ALLYN AUSTRALIA | WENTWORTH | WENTWORTH | WENTWORTH | 0 | 42942
A06957 | THERMOMETER, ELECTRONICWELCH ALLYN692 | THERMOMETER, ELECTRONIC | WELCH ALLYN | 692 | 17182201 | SURE TEMP PLUS | WELCH ALLYN AUSTRALIA | WENTWORTH | WENTWORTH | WENTWORTH | 0 | 42942
A06958 | THERMOMETER, ELECTRONICWELCH ALLYN692 | THERMOMETER, ELECTRONIC | WELCH ALLYN | 692 | 17182202 | SURE TEMP PLUS | WELCH ALLYN AUSTRALIA | BROKEN HILL | BHHS, RENAL DIALYSIS | BHHS, RENAL DIALYSIS | 0 | 42942
A06959 | THERMOMETER, ELECTRONICWELCH ALLYN692 | THERMOMETER, ELECTRONIC | WELCH ALLYN | 692 | 17182199 | SURE TEMP PLUS | WELCH ALLYN AUSTRALIA | BROKEN HILL | BHHS, SUB ACUTE REHAB | SUB ACUTE REHAB | 0 | 42942
A06960 | THERMOMETER, ELECTRONICWELCH ALLYN692 | THERMOMETER, ELECTRONIC | WELCH ALLYN | 692 | 17182203 | SURE TEMP PLUS | WELCH ALLYN AUSTRALIA | BROKEN HILL | BHHS, PAEDIATRICS | BHHS, PAEDIATRICS | 0 | 42942
A06961 | THERMOMETER, ELECTRONICWELCH ALLYN692 | THERMOMETER, ELECTRONIC | WELCH ALLYN | 692 | 17182229 | SURE TEMP PLUS | WELCH ALLYN AUSTRALIA | BROKEN HILL | BHHS, RADIOLOGY | BHHS, RADIOLOGY | 0 | 42942
A06962 | THERMOMETER, ELECTRONICWELCH ALLYN692 | THERMOMETER, ELECTRONIC | WELCH ALLYN | 692 | 17182230 | SURE TEMP PLUS | WELCH ALLYN AUSTRALIA | BROKEN HILL | BHHS, PALIATIVE CARE | BHHS, PALIATIVE CARE | 0 | 42942
A06963 | THERMOMETER, ELECTRONICWELCH ALLYN692 | THERMOMETER, ELECTRONIC | WELCH ALLYN | 692 | 17182239 | SURE TEMP PLUS | WELCH ALLYN AUSTRALIA | BROKEN HILL | BHHS, PALIATIVE CARE | BHHS, PALIATIVE CARE | 0 | 42942
A06964 | BED, GENERAL-PURPOSE, ELECTRICALLY-POWEREDARJO HUNTLEIGHENTERPRISE 5000 | BED, GENERAL-PURPOSE, ELECTRICALLY-POWERED | ARJO HUNTLEIGH | ENTERPRISE 5000 | P0427547 | ENTERPRISE 5000X (E5X) | ARJOHUNTLEIGH | BROKEN HILL | BHHS, PAEDIATRICS | BHHS, PAEDIATRICS | 3315 | 42942
A06964BAT | BATTERY, SECONDARYLINAKBA1811-0400-000 | BATTERY, SECONDARY | LINAK | BA1811-0400-000 |  | BATTERY PACK 2 X 12V 1.3AH. 2 X LC-R121R3P | MASTER INSTRUMENTS | BROKEN HILL | BHHS, PAEDIATRICS | BHHS, PAEDIATRICS | 0 | 42947
A06965 | BED, GENERAL-PURPOSE, ELECTRICALLY-POWEREDARJO HUNTLEIGHENTERPRISE 5000 | BED, GENERAL-PURPOSE, ELECTRICALLY-POWERED | ARJO HUNTLEIGH | ENTERPRISE 5000 | P0427541 | ENTERPRISE 5000X (E5X) | ARJOHUNTLEIGH | BROKEN HILL | BHHS, PAEDIATRICS | BHHS, PAEDIATRICS | 3315 | 42942
A06965BAT | BATTERY, SECONDARYLINAKBA1811-0400-000 | BATTERY, SECONDARY | LINAK | BA1811-0400-000 |  | BATTERY PACK 2 X 12V 1.3AH. 2 X LC-R121R3P | MASTER INSTRUMENTS | BROKEN HILL | BHHS, PAEDIATRICS | BHHS, PAEDIATRICS | 0 | 42947
A06966 | BED, GENERAL-PURPOSE, ELECTRICALLY-POWEREDARJO HUNTLEIGHENTERPRISE 5000 | BED, GENERAL-PURPOSE, ELECTRICALLY-POWERED | ARJO HUNTLEIGH | ENTERPRISE 5000 | P0427545 | ENTERPRISE 5000X (E5X) | ARJOHUNTLEIGH | BROKEN HILL | BHHS, PAEDIATRICS | BHHS, PAEDIATRICS | 3315 | 42942
A06966BAT | BATTERY, SECONDARYLINAKBA1811-0400-000 | BATTERY, SECONDARY | LINAK | BA1811-0400-000 |  | BATTERY PACK 2 X 12V 1.3AH. 2 X LC-R121R3P | MASTER INSTRUMENTS | BROKEN HILL | BHHS, PAEDIATRICS | BHHS, PAEDIATRICS | 0 | 42947
A06967 | BED, GENERAL-PURPOSE, ELECTRICALLY-POWEREDARJO HUNTLEIGHENTERPRISE 5000 | BED, GENERAL-PURPOSE, ELECTRICALLY-POWERED | ARJO HUNTLEIGH | ENTERPRISE 5000 | P0427543 | ENTERPRISE 5000X (E5X) | ARJOHUNTLEIGH | BROKEN HILL | BHHS, PAEDIATRICS | BHHS, PAEDIATRICS | 3315 | 42942
A06967BAT | BATTERY, SECONDARYLINAKBA1811-0400-000 | BATTERY, SECONDARY | LINAK | BA1811-0400-000 |  | BATTERY PACK 2 X 12V 1.3AH. 2 X LC-R121R3P | MASTER INSTRUMENTS | BROKEN HILL | BHHS, PAEDIATRICS | BHHS, PAEDIATRICS | 0 | 42947
A06968 | BED, GENERAL-PURPOSE, ELECTRICALLY-POWEREDARJO HUNTLEIGHENTERPRISE 5000 | BED, GENERAL-PURPOSE, ELECTRICALLY-POWERED | ARJO HUNTLEIGH | ENTERPRISE 5000 | P0427554 | ENTERPRISE 5000X (E5X) | ARJOHUNTLEIGH | BROKEN HILL | BHHS, PAEDIATRICS | BHHS, PAEDIATRICS | 3315 | 42942
A06968BAT | BATTERY, SECONDARYLINAKBA1811-0400-000 | BATTERY, SECONDARY | LINAK | BA1811-0400-000 |  | BATTERY PACK 2 X 12V 1.3AH. 2 X LC-R121R3P | MASTER INSTRUMENTS | BROKEN HILL | BHHS, PAEDIATRICS | BHHS, PAEDIATRICS | 0 | 42947
A06969 | BED, GENERAL-PURPOSE, ELECTRICALLY-POWEREDARJO HUNTLEIGHENTERPRISE 5000 | BED, GENERAL-PURPOSE, ELECTRICALLY-POWERED | ARJO HUNTLEIGH | ENTERPRISE 5000 | P0427542 | ENTERPRISE 5000X (E5X) | ARJOHUNTLEIGH | BROKEN HILL | BHHS, PAEDIATRICS | BHHS, PAEDIATRICS | 3315 | 42942
A06969BAT | BATTERY, SECONDARYLINAKBA1811-0400-000 | BATTERY, SECONDARY | LINAK | BA1811-0400-000 |  | BATTERY PACK 2 X 12V 1.3AH. 2 X LC-R121R3P | MASTER INSTRUMENTS | BROKEN HILL | BHHS, PAEDIATRICS | BHHS, PAEDIATRICS | 0 | 42947
A06970 | BED, GENERAL-PURPOSE, ELECTRICALLY-POWEREDARJO HUNTLEIGHENTERPRISE 5000 | BED, GENERAL-PURPOSE, ELECTRICALLY-POWERED | ARJO HUNTLEIGH | ENTERPRISE 5000 | P0427555 | ENTERPRISE 5000X (E5X) | ARJOHUNTLEIGH | BROKEN HILL | BHHS, PAEDIATRICS | BHHS, PAEDIATRICS | 3315 | 42942
A06970BAT | BATTERY, SECONDARYLINAKBA1811-0400-000 | BATTERY, SECONDARY | LINAK | BA1811-0400-000 |  | BATTERY PACK 2 X 12V 1.3AH. 2 X LC-R121R3P | MASTER INSTRUMENTS | BROKEN HILL | BHHS, PAEDIATRICS | BHHS, PAEDIATRICS | 0 | 42947
A06971 | THERMOMETER, ELECTRONICWELCH ALLYN692 | THERMOMETER, ELECTRONIC | WELCH ALLYN | 692 | 17182238 | SURE TEMP PLUS | WELCH ALLYN AUSTRALIA | DARETON | DARETON | DARETON | 0 | 42942
A06972 | THERMOMETER, ELECTRONICWELCH ALLYN692 | THERMOMETER, ELECTRONIC | WELCH ALLYN | 692 | 16260564 | SURE TEMP PLUS | WELCH ALLYN AUSTRALIA | DARETON | DARETON | DARETON | 0 | 42942
A06973 | THERMOMETER, ELECTRONICWELCH ALLYN692 | THERMOMETER, ELECTRONIC | WELCH ALLYN | 692 | 17182261 | SURE TEMP PLUS | WELCH ALLYN AUSTRALIA | DARETON | DARETON | DARETON | 0 | 42942
A06974 | THERMOMETER, ELECTRONICWELCH ALLYN692 | THERMOMETER, ELECTRONIC | WELCH ALLYN | 692 | 17182224 | SURE TEMP PLUS | WELCH ALLYN AUSTRALIA | DARETON | DARETON | DARETON | 0 | 42942
A06975 | THERMOMETER, ELECTRONICWELCH ALLYN692 | THERMOMETER, ELECTRONIC | WELCH ALLYN | 692 | 17182222 | SURE TEMP PLUS | WELCH ALLYN AUSTRALIA | DARETON | DARETON | DARETON | 0 | 42942
A06976 | THERMOMETER, ELECTRONICWELCH ALLYN692 | THERMOMETER, ELECTRONIC | WELCH ALLYN | 692 | 17182223 | SURE TEMP PLUS | WELCH ALLYN AUSTRALIA | DARETON | DARETON | DARETON | 0 | 42942
A06977 | THERMOMETER, ELECTRONICWELCH ALLYN692 | THERMOMETER, ELECTRONIC | WELCH ALLYN | 692 | 17182267 | SURE TEMP PLUS | WELCH ALLYN AUSTRALIA | DARETON | DARETON | DARETON | 0 | 42942
A06978 | THERMOMETER, ELECTRONICWELCH ALLYN692 | THERMOMETER, ELECTRONIC | WELCH ALLYN | 692 | 17182268 | SURE TEMP PLUS | WELCH ALLYN AUSTRALIA | DARETON | DARETON | DARETON | 0 | 42942
A06979 | THERMOMETER, ELECTRONICWELCH ALLYN692 | THERMOMETER, ELECTRONIC | WELCH ALLYN | 692 | 17182216 | SURE TEMP PLUS | WELCH ALLYN AUSTRALIA | DARETON | DARETON | DARETON | 0 | 42942
A06980 | THERMOMETER, ELECTRONICWELCH ALLYN692 | THERMOMETER, ELECTRONIC | WELCH ALLYN | 692 | 17182272 | SURE TEMP PLUS | WELCH ALLYN AUSTRALIA | DARETON | DARETON | DARETON | 0 | 42942
A06981 | THERMOMETER, ELECTRONICWELCH ALLYN692 | THERMOMETER, ELECTRONIC | WELCH ALLYN | 692 | 17182189 | SURE TEMP PLUS | WELCH ALLYN AUSTRALIA | BALRANALD | BALRANALD | BALRANALD | 0 | 42942
A06982 | THERMOMETER, ELECTRONICWELCH ALLYN692 | THERMOMETER, ELECTRONIC | WELCH ALLYN | 692 | 17182190 | SURE TEMP PLUS | WELCH ALLYN AUSTRALIA | BALRANALD | BALRANALD | BALRANALD | 0 | 42942
A06983 | THERMOMETER, ELECTRONICWELCH ALLYN692 | THERMOMETER, ELECTRONIC | WELCH ALLYN | 692 | 17182177 | SURE TEMP PLUS | WELCH ALLYN AUSTRALIA | BALRANALD | BALRANALD | BALRANALD | 0 | 42942
A06984 | THERMOMETER, ELECTRONICWELCH ALLYN692 | THERMOMETER, ELECTRONIC | WELCH ALLYN | 692 | 17182240 | SURE TEMP PLUS | WELCH ALLYN AUSTRALIA | TIBOOBURRA | TIBOOBURRA | TIBOOBURRA | 0 | 42942
A06985 | THERMOMETER, ELECTRONICWELCH ALLYN692 | THERMOMETER, ELECTRONIC | WELCH ALLYN | 692 | 2117178641 | SURE TEMP PLUS | WELCH ALLYN AUSTRALIA | MENINDEE | MENINDEE | MENINDEE | 0 | 42942
A06986 | THERMOMETER, ELECTRONICWELCH ALLYN692 | THERMOMETER, ELECTRONIC | WELCH ALLYN | 692 | 17182209 | SURE TEMP PLUS | WELCH ALLYN AUSTRALIA | MENINDEE | MENINDEE | MENINDEE | 0 | 42942
A06987 | THERMOMETER, ELECTRONICWELCH ALLYN692 | THERMOMETER, ELECTRONIC | WELCH ALLYN | 692 | 17182210 | SURE TEMP PLUS | WELCH ALLYN AUSTRALIA | MENINDEE | MENINDEE | MENINDEE | 0 | 42942
A06988 | THERMOMETER, ELECTRONICWELCH ALLYN692 | THERMOMETER, ELECTRONIC | WELCH ALLYN | 692 | 17182221 | SURE TEMP PLUS | WELCH ALLYN AUSTRALIA | MENINDEE | MENINDEE | MENINDEE | 0 | 42942
A06989 | THERMOMETER, ELECTRONICWELCH ALLYN692 | THERMOMETER, ELECTRONIC | WELCH ALLYN | 692 | 17183047 | SURE TEMP PLUS | WELCH ALLYN AUSTRALIA | MENINDEE | MENINDEE | MENINDEE | 0 | 42942
A06990 | THERMOMETER, ELECTRONICWELCH ALLYN692 | THERMOMETER, ELECTRONIC | WELCH ALLYN | 692 | 17182286 | SURE TEMP PLUS | WELCH ALLYN AUSTRALIA | WHITE CLIFFS | WHITE CLIFFS | WHITE CLIFFS | 0 | 42942
A06991 | THERMOMETER, ELECTRONICWELCH ALLYN692 | THERMOMETER, ELECTRONIC | WELCH ALLYN | 692 | 17182245 | SURE TEMP PLUS | WELCH ALLYN AUSTRALIA | WHITE CLIFFS | WHITE CLIFFS | WHITE CLIFFS | 0 | 42942
A06992 | THERMOMETER, ELECTRONICWELCH ALLYN692 | THERMOMETER, ELECTRONIC | WELCH ALLYN | 692 | 17182285 | SURE TEMP PLUS | WELCH ALLYN AUSTRALIA | WHITE CLIFFS | WHITE CLIFFS | WHITE CLIFFS | 0 | 42942
A06993 | THERMOMETER, ELECTRONICWELCH ALLYN692 | THERMOMETER, ELECTRONIC | WELCH ALLYN | 692 | 17182289 | SURE TEMP PLUS | WELCH ALLYN AUSTRALIA | WILCANNIA | WILCANNIA | WILCANNIA | 0 | 42942
A06994 | THERMOMETER, ELECTRONICWELCH ALLYN692 | THERMOMETER, ELECTRONIC | WELCH ALLYN | 692 | 17182173 | SURE TEMP PLUS | WELCH ALLYN AUSTRALIA | WILCANNIA | WILCANNIA | WILCANNIA | 0 | 42942
A06995 | THERMOMETER, ELECTRONICWELCH ALLYN692 | THERMOMETER, ELECTRONIC | WELCH ALLYN | 692 | 17182241 | SURE TEMP PLUS | WELCH ALLYN AUSTRALIA | WILCANNIA | WILCANNIA | WILCANNIA | 0 | 42942
A06996 | THERMOMETER, ELECTRONICWELCH ALLYN692 | THERMOMETER, ELECTRONIC | WELCH ALLYN | 692 | 17182174 | SURE TEMP PLUS | WELCH ALLYN AUSTRALIA | WILCANNIA | WILCANNIA | WILCANNIA | 0 | 42942
A06997 | THERMOMETER, ELECTRONICWELCH ALLYN692 | THERMOMETER, ELECTRONIC | WELCH ALLYN | 692 | 17182294 | SURE TEMP PLUS | WELCH ALLYN AUSTRALIA | IVANHOE | IVANHOE | IVANHOE | 0 | 42942
A06998 | THERMOMETER, ELECTRONICWELCH ALLYN692 | THERMOMETER, ELECTRONIC | WELCH ALLYN | 692 | 17182296 | SURE TEMP PLUS | WELCH ALLYN AUSTRALIA | IVANHOE | IVANHOE | IVANHOE | 0 | 42942
A06999 | THERMOMETER, ELECTRONICWELCH ALLYN692 | THERMOMETER, ELECTRONIC | WELCH ALLYN | 692 | 17182292 | SURE TEMP PLUS | WELCH ALLYN AUSTRALIA | IVANHOE | IVANHOE | IVANHOE | 0 | 42942
A07000 | TYMPANOMETERINTERACOUSTICSMT10 | TYMPANOMETER | INTERACOUSTICS | MT10 | SN0953813 | TYMPANOMETER | THE HEARING COMPANY | BROKEN HILL | BHHS, SPECIALIST CLINIC | BHHS, SPECIALIST CLINIC | 3560 | 42950
A07001 | POSITIVE AIRWAY PRESSURE UNIT, CONTINUOUS-AUTOMATICRESPIRONICS INCAUX500T15C | POSITIVE AIRWAY PRESSURE UNIT, CONTINUOUS-AUTOMATIC | RESPIRONICS INC | AUX500T15C | J18646420161F | DREAMSTATION | RESPIRONICS | BROKEN HILL | BHHS, PADP | HOME RESPIRATORY | 1800 | 42957
A07004 | ECG, MACHINEPHILIPS MEDICAL SYSTEMSTC50 | ECG, MACHINE | PHILIPS MEDICAL SYSTEMS | TC50 | CN71732337 | ECG MACHINE SOFTWARE RELEASE A.07.01.00 | PHILIPS HEALTHCARE | BROKEN HILL | BHHS, CHRONIC CARE | BHHS, CHRONIC CARE | 10700 | 42962
A07004BAT | BATTERY, MEDICAL DEVICEMOLI ENERGY CORP.989803194541 | BATTERY, MEDICAL DEVICE | MOLI ENERGY CORP. | 989803194541 | 0438 | FOR TC50 ECG | PHILIPS HEALTHCARE | BROKEN HILL | BHHS, CHRONIC CARE | BHHS, CHRONIC CARE | 0 | 42962
A07005 | HUMIDIFIER, HEATEDFISHER & PAYKELMR850AEA | HUMIDIFIER, HEATED | FISHER & PAYKEL | MR850AEA | 170424318990 | HUMIDIFIERS, HEATED | FISHER & PAYKEL HEALTHCARE | BROKEN HILL | BHHS, ICU/CCU | BHHS, ICU/CCU | 0 | 42964
A07006 | NEBULIZERAPEX MEDICALAP-100200 | NEBULIZER | APEX MEDICAL | AP-100200 | N0410-07704 | NEBULIZER | APEX | DARETON | DARETON, PRIMARY HEALTH | DARETON, PRIMARY HEALTH | 0 | 38582
A07007 | TEST EQUIPMENTM&B ELECTRONIC INSTRUMENTSCALKITMBJ | TEST EQUIPMENT | M&B ELECTRONIC INSTRUMENTS | CALKITMBJ |  | JAUNDICE CALIBRATION DISC FOR MBJ20 | JB MEDICAL SUPPLIES | BROKEN HILL | BHHS, BIOMEDICAL | BROKEN HILL BIOMEDICAL | 165 | 42965
A07008 | VENTILATOR, ADULTMAQUETSERVO-U | VENTILATOR, ADULT | MAQUET | SERVO-U | 24305 |  | GETINGE GROUP | BROKEN HILL | BHHS, ICU/CCU | BHHS, ICU/CCU | 63297.81 | 42968
A07009 | BATTERY, SECONDARYMAQUET64 87 180 | BATTERY, SECONDARY | MAQUET | 64 87 180 |  | BATTERY MODULE, 12V 3500MAH NMH | GETINGE GROUP | BROKEN HILL | BHHS, ICU/CCU | BHHS, ICU/CCU | 0 | 42968
A07010 | BATTERY, SECONDARYMAQUET64 87 180 | BATTERY, SECONDARY | MAQUET | 64 87 180 |  | BATTERY MODULE, 12V 3500MAH NMH | GETINGE GROUP | BROKEN HILL | BHHS, ICU/CCU | BHHS, ICU/CCU | 0 | 42968
A07011 | HUMIDIFIERFISHER & PAYKELAIRVO2 | HUMIDIFIER | FISHER & PAYKEL | AIRVO2 | 170112042909 | HUMIDIFIER | FISHER & PAYKEL HEALTHCARE | BROKEN HILL | BHHS, ICU/CCU | BHHS, ICU/CCU | 2217 | 42969
A07013 | HUMIDIFIERFISHER & PAYKELAIRVO2 | HUMIDIFIER | FISHER & PAYKEL | AIRVO2 | 170112042931 | HUMIDIFIER | FISHER & PAYKEL HEALTHCARE | BROKEN HILL | BHHS, ICU/CCU | BHHS, ICU/CCU | 2217 | 42969
A07014 | SUCTION UNITCLEMENTSSUC84112 | SUCTION UNIT | CLEMENTS | SUC84112 | 3924 | ASPIRATOR | ECOMED | BROKEN HILL | BHHS, SPECIALIST CLINIC | BHHS, SPECIALIST CLINIC | 0 | 42971
A07015 | EXERCISE BIKEINTERTEKC535U | EXERCISE BIKE | INTERTEK | C535U | 0353575 |  | REHAB TECHNOLOGY | BROKEN HILL | BHHS, PHYSIO | BHHS, PHYSIO | 0 | 42975
A07016 | BATTERY PACKLINAKBAJ100000011 | BATTERY PACK | LINAK | BAJ100000011 |  | BATTERY PACK | LINAK | BROKEN HILL | BHHS, MEDICAL | BHHS, MEDICAL | 0 | 42976
A07017 | ANALYSER, LEADMAGELLANLEADCARE II | ANALYSER, LEAD | MAGELLAN | LEADCARE II | WLC07405 | BLOOD LEAD ANALYZER | POINT OF CARE DIAGNOSTICS | BROKEN HILL | BHHS, OBU | BHHS, OBU | 0 | 42984
A07018 | BATTERY, SECONDARYPHYSIO-CONTROL INC.21330-001176 | BATTERY, SECONDARY | PHYSIO-CONTROL INC. | 21330-001176 |  | LIFEPAK 15 LI-ION BATTERY | PHYSIO CONTROL AUSTRALIA | BROKEN HILL | BHHS, ICU/CCU | PASSAGE | 450 | 42986
A07019 | BATTERY, SECONDARYPHYSIO-CONTROL INC.21330-001176 | BATTERY, SECONDARY | PHYSIO-CONTROL INC. | 21330-001176 |  | LIFEPAK 15 LI-ION BATTERY | PHYSIO CONTROL AUSTRALIA | BROKEN HILL | BHHS, ICU/CCU | PASSAGE | 450 | 42986
A07020 | BATTERY, SECONDARYPHYSIO-CONTROL INC.21330-001176 | BATTERY, SECONDARY | PHYSIO-CONTROL INC. | 21330-001176 |  | LIFEPAK 15 LI-ION BATTERY | PHYSIO CONTROL AUSTRALIA | IVANHOE | IVANHOE | IVANHOE | 450
A07021 | BATTERY, SECONDARYPHYSIO-CONTROL INC.21330-001176 | BATTERY, SECONDARY | PHYSIO-CONTROL INC. | 21330-001176 |  | LIFEPAK 15 LI-ION BATTERY | PHYSIO CONTROL AUSTRALIA | IVANHOE | IVANHOE, A&E | IVANHOE, A&E | 450
A07022 | BATTERY, SECONDARYPHYSIO-CONTROL INC.21330-001176 | BATTERY, SECONDARY | PHYSIO-CONTROL INC. | 21330-001176 |  | LIFEPAK 15 LI-ION BATTERY | PHYSIO CONTROL AUSTRALIA | BALRANALD | BALRANALD, A&E | BALRANALD, A&E | 450
A07023 | BATTERY, SECONDARYPHYSIO-CONTROL INC.21330-001176 | BATTERY, SECONDARY | PHYSIO-CONTROL INC. | 21330-001176 |  | LIFEPAK 15 LI-ION BATTERY | PHYSIO CONTROL AUSTRALIA | BALRANALD | BALRANALD, A&E | BALRANALD, A&E | 450 | 43022
A07024 | BATTERY, SECONDARYPHYSIO-CONTROL INC.21330-001176 | BATTERY, SECONDARY | PHYSIO-CONTROL INC. | 21330-001176 |  | LIFEPAK 15 LI-ION BATTERY | PHYSIO CONTROL AUSTRALIA | WHITE CLIFFS | WHITE CLIFFS, A&E | WHITE CLIFFS, A&E | 450 | 43040
A07025 | BATTERY, SECONDARYPHYSIO-CONTROL INC.21330-001176 | BATTERY, SECONDARY | PHYSIO-CONTROL INC. | 21330-001176 |  | LIFEPAK 15 LI-ION BATTERY | PHYSIO CONTROL AUSTRALIA | WHITE CLIFFS | WHITE CLIFFS, A&E | WHITE CLIFFS, A&E | 450 | 43040
A07026 | BATTERY, SECONDARYPHYSIO-CONTROL INC.21330-001176 | BATTERY, SECONDARY | PHYSIO-CONTROL INC. | 21330-001176 |  | LIFEPAK 15 LI-ION BATTERY | PHYSIO CONTROL AUSTRALIA | MENINDEE | MENINDEE | MENINDEE | 450 | 43043
A07027 | BATTERY, SECONDARYPHYSIO-CONTROL INC.21330-001176 | BATTERY, SECONDARY | PHYSIO-CONTROL INC. | 21330-001176 |  | LIFEPAK 15 LI-ION BATTERY | PHYSIO CONTROL AUSTRALIA | MENINDEE | MENINDEE | MENINDEE | 450 | 43043
A07028 | BATTERY, SECONDARYPHYSIO-CONTROL INC.21330-001176 | BATTERY, SECONDARY | PHYSIO-CONTROL INC. | 21330-001176 |  | LIFEPAK 15 LI-ION BATTERY | PHYSIO CONTROL AUSTRALIA | TIBOOBURRA | TIBOOBURRA | TIBOOBURRA | 450 | 43063
A07029 | BATTERY, SECONDARYPHYSIO-CONTROL INC.21330-001176 | BATTERY, SECONDARY | PHYSIO-CONTROL INC. | 21330-001176 |  | LIFEPAK 15 LI-ION BATTERY | PHYSIO CONTROL AUSTRALIA | TIBOOBURRA | TIBOOBURRA | TIBOOBURRA | 450 | 43063
A07030 | BATTERY, SECONDARYPHYSIO-CONTROL INC.21330-001176 | BATTERY, SECONDARY | PHYSIO-CONTROL INC. | 21330-001176 |  | LIFEPAK 15 LI-ION BATTERY | PHYSIO CONTROL AUSTRALIA | WILCANNIA | WILCANNIA, A&E | WILCANNIA, A&E | 450 | 43066
A07031 | BATTERY, SECONDARYPHYSIO-CONTROL INC.21330-001176 | BATTERY, SECONDARY | PHYSIO-CONTROL INC. | 21330-001176 |  | LIFEPAK 15 LI-ION BATTERY | PHYSIO CONTROL AUSTRALIA | WILCANNIA | WILCANNIA, A&E | WILCANNIA, A&E | 450 | 43066
A07032 | HUMIDIFIERFISHER & PAYKELAIRVO2 | HUMIDIFIER | FISHER & PAYKEL | AIRVO2 | 170529052050 | HUMIDIFIER | FISHER & PAYKEL HEALTHCARE | BROKEN HILL | BHHS, PAEDIATRICS | BHHS, PAEDIATRICS | 2217 | 42989
A07033 | HUMIDIFIERFISHER & PAYKELAIRVO2 | HUMIDIFIER | FISHER & PAYKEL | AIRVO2 | 170523051736 | HUMIDIFIER | FISHER & PAYKEL HEALTHCARE | BROKEN HILL | BHHS, PAEDIATRICS | BHHS, PAEDIATRICS | 2217 | 42989
A07034 | HUMIDIFIERFISHER & PAYKELAIRVO2 | HUMIDIFIER | FISHER & PAYKEL | AIRVO2 | 170529052061 | HUMIDIFIER | FISHER & PAYKEL HEALTHCARE | BROKEN HILL | BHHS, PAEDIATRICS | BHHS, PAEDIATRICS | 2217 | 42989
A07037 | BED MONITORING SYSTEMCONSENG8A BED MONITOR W/ REMOTE ALARM | BED MONITORING SYSTEM | CONSENG | 8A BED MONITOR W/ REMOTE ALARM | BM-0707-0817-8A-T | INVISA-BEAM | TOTAL MOBILITY | BROKEN HILL | BHHS, CHRONIC CARE | BHHS, CHRONIC CARE | 0 | 42990
A07038 | BED MONITORING SYSTEMCONSENG8A BED MONITOR W/ REMOTE ALARM | BED MONITORING SYSTEM | CONSENG | 8A BED MONITOR W/ REMOTE ALARM | BM-0706-0717-8A-T | INVISA-BEAM | TOTAL MOBILITY | BROKEN HILL | BHHS, CHRONIC CARE | BHHS, CHRONIC CARE | 0 | 42990
A07039 | COMPRESSION UNIT, SEQUENTIALCOVIDIEN700 SERIES | COMPRESSION UNIT, SEQUENTIAL | COVIDIEN | 700 SERIES | V1637360SX | COMPRESSION SYSTEM | MEDTRONIC COVIDIEN | BROKEN HILL | BHHS, THEATRE | BHHS, THEATRE | 0 | 42990
A07040 | SPIROMETER, DIAGNOSTICNDD MEDICAL TECHNOLOGIES2500 | SPIROMETER, DIAGNOSTIC | NDD MEDICAL TECHNOLOGIES | 2500 | 1112359 | EASYONE AIR SPIROMETER |  | BROKEN HILL | BHHS, CHRONIC CARE | BHHS, CHRONIC CARE | 0 | 42997
A07041 | VEIN VIEWERACCUVEIN INCAV400 1.0 | VEIN VIEWER | ACCUVEIN INC | AV400 1.0 | AV17210007 | VEIN LOCATOR | EVOMED PTY LTD | BROKEN HILL | BHHS, A&E | BHHS, A&E | 6600 | 43013
A07042 | BATTERY CHARGERACCUVEINCC300 | BATTERY CHARGER | ACCUVEIN | CC300 | CC17200146 | ACCUVEIN CHARGER | EVOMED PTY LTD | BROKEN HILL | BHHS, A&E | BHHS, A&E | 0 | 41894
A07044 | ALTERNATING-PRESSURE MATTRESS SYSTEMMEDISTORE AUSTRALIAPROCAIR 3000 | ALTERNATING-PRESSURE MATTRESS SYSTEM | MEDISTORE AUSTRALIA | PROCAIR 3000 | MA08081046 | PUMPS, ALTERNATING PRESSURE PAD | MEDISTORE AUSTRALIA | BALRANALD | BALRANALD, AGED CARE | LONG STAY ROOM 3 | 0 | 43019
A07045 | ALTERNATING-PRESSURE MATTRESS SYSTEMMEDISTORE AUSTRALIAPROCAIR 3000 | ALTERNATING-PRESSURE MATTRESS SYSTEM | MEDISTORE AUSTRALIA | PROCAIR 3000 | AP007180 | PUMPS, ALTERNATING PRESSURE PAD | MEDISTORE AUSTRALIA | BALRANALD | BALRANALD, AGED CARE | LONG STAY ROOM 2 | 0 | 43019
A07046 | ALTERNATING-PRESSURE MATTRESS SYSTEMPEAK CARE EQUIPMENTPTAM0035 | ALTERNATING-PRESSURE MATTRESS SYSTEM | PEAK CARE EQUIPMENT | PTAM0035 | MA15060169 |  |  | BALRANALD | BALRANALD, AGED CARE |  | 0 | 43020
A07047 | ALTERNATING-PRESSURE MATTRESS SYSTEMARJO HUNTLEIGHALPHA RESPONSE | ALTERNATING-PRESSURE MATTRESS SYSTEM | ARJO HUNTLEIGH | ALPHA RESPONSE | 1200031414 | INFLATABLE MATTRESS SYSTEM | ARJO HUNTLEIGH | WILCANNIA | WILCANNIA | WILCANNIA | 3950 | 43025
A07048 | DEFIBRILLATOR, AUTOMATEDPHILIPS MEDICAL SYSTEMSM5066A | DEFIBRILLATOR, AUTOMATED | PHILIPS MEDICAL SYSTEMS | M5066A | A17D-10680 | HEARTSTART HS1 | PHILIPS HEALTHCARE | BROKEN HILL | BHHS, SUB ACUTE MENTAL HEALTH | BHHS, SUB ACUTE MENTAL HEALTH | 0 | 43027
A07048BAT | BATTERY, SECONDARYPHILIPS MEDICAL SYSTEMSM5070A | BATTERY, SECONDARY | PHILIPS MEDICAL SYSTEMS | M5070A |  | BATTERY - HEARTSTART DEFIBRILLATOR | PHILIPS HEALTHCARE | BROKEN HILL | BHHS, SUB ACUTE MENTAL HEALTH | BHHS, SUB ACUTE MENTAL HEALTH | 0 | 43027
A07049 | TROLLEY, ISOLATIONSMITH & NEPHEWZV.9384.99 | TROLLEY, ISOLATION | SMITH & NEPHEW | ZV.9384.99 | 1540 |  | SMITH&NEPHEW | BROKEN HILL | BHHS, THEATRE | BHHS, THEATRE | 9310 | 43032
A07050 | INSUFFLATOR, ENDOSCOPICSMITH & NEPHEWLAPFLOW 40 | INSUFFLATOR, ENDOSCOPIC | SMITH & NEPHEW | LAPFLOW 40 | 1708CM0626 |  | SMITH&NEPHEW | BROKEN HILL | BHHS, THEATRE | BHHS, THEATRE | 7832 | 43032
A07051 | TROLLEY, ISOLATIONSMITH & NEPHEWZV.9384.999 | TROLLEY, ISOLATION | SMITH & NEPHEW | ZV.9384.999 | 1547 |  | SMITH&NEPHEW | BROKEN HILL | BHHS, THEATRE | BHHS, THEATRE | 9310 | 43032
A07053 | PRINTER, <SPECIFY>SONYUP-DR80MD | PRINTER, <SPECIFY> | SONY | UP-DR80MD | 723629 | DIGITAL COLOR PRINTER | SMITH&NEPHEW | BROKEN HILL | BHHS, THEATRE | BHHS, THEATRE | 3800 | 43032
A07055 | PRINTER, <SPECIFY>SONYUP-DR80MD | PRINTER, <SPECIFY> | SONY | UP-DR80MD | 723656 | DIGITAL COLOR PRINTER | SMITH&NEPHEW | BROKEN HILL | BHHS, THEATRE | BHHS, THEATRE | 3800 | 43032
A07056 | LCD MONITORSONYLMD-2760MD | LCD MONITOR | SONY | LMD-2760MD | 3000549 | ATTACHED TO SMITH & NEPHEW SCOPE TROLLEY | SMITH&NEPHEW | BROKEN HILL | BHHS, THEATRE | BHHS, THEATRE | 9400 | 43033
A07057 | ULTRASONIC DIAGNOSTIC IMAGING EQUIPMENTECHOSENS SYSTEMEFIBROSCAN PROBE M+ | ULTRASONIC DIAGNOSTIC IMAGING EQUIPMENT | ECHOSENS SYSTEME | FIBROSCAN PROBE M+ | S72122 | FIBROSCAN PROBE M+ | MEDICAL TECHNOLOGIES AUSTRALIA | BROKEN HILL | BHHS, PRIMARY HEALTH | BHHS, PRIMARY HEALTH | 33000 | 43034
A07058 | ULTRASONIC DIAGNOSTIC IMAGING EQUIPMENTECHOSENS SYSTEMEFIBROSCAN PROBE XL+ | ULTRASONIC DIAGNOSTIC IMAGING EQUIPMENT | ECHOSENS SYSTEME | FIBROSCAN PROBE XL+ | S90922 | FIBROSCAN PROBE XL+ | MEDICAL TECHNOLOGIES AUSTRALIA | BROKEN HILL | BHHS, PRIMARY HEALTH | BHHS, PRIMARY HEALTH | 33000 | 43034
A07059 | SCALP COOLING UNITPAXMANORBIS 1 | SCALP COOLING UNIT | PAXMAN | ORBIS 1 | SC06457 | SCALP COOLING PUMP | REGIONAL HEALTHCARE | BROKEN HILL | BHHS, ONCOLOGY | BHHS, ONCOLOGY | 34950 | 43039
A07060 | BATTERY CHARGERWELCH ALLYN710 | BATTERY CHARGER | WELCH ALLYN | 710 |  | OTTOSCOPE BATTERY CHARGER | WELCH ALLYN AUSTRALIA | MENINDEE | MENINDEE |  | 0 | 43041
A07061 | LCD MONITORSONYLMD-2760MD | LCD MONITOR | SONY | LMD-2760MD | 3000642 | ATTACHED TO SMITH & NEPHEW SCOPE TROLLEY | SMITH&NEPHEW | BROKEN HILL | BHHS, THEATRE | BHHS, THEATRE | 9400 | 43046
A07062 | PATIENT MONITORING SYSTEM MODULE, INTERFACINGPHILIPS MEDICAL SYSTEMS865115 | PATIENT MONITORING SYSTEM MODULE, INTERFACING | PHILIPS MEDICAL SYSTEMS | 865115 | DE60837743 | INTELLIBRIDGE EC10 | PHILIPS HEALTHCARE | BROKEN HILL | BHHS, THEATRE | OP04 | 1330 | 43047
A07063 | PATIENT MONITORING SYSTEM MODULE, INTERFACINGPHILIPS MEDICAL SYSTEMS865115 | PATIENT MONITORING SYSTEM MODULE, INTERFACING | PHILIPS MEDICAL SYSTEMS | 865115 | DE60837728 | INTELLIBRIDGE EC10 | PHILIPS HEALTHCARE | BROKEN HILL | BHHS, THEATRE | OP03 | 1330 | 43047
A07064 | PATIENT MONITORING SYSTEM MODULE, INTERFACINGPHILIPS MEDICAL SYSTEMS865115 | PATIENT MONITORING SYSTEM MODULE, INTERFACING | PHILIPS MEDICAL SYSTEMS | 865115 | DE60837721 | INTELLIBRIDGE EC10 | PHILIPS HEALTHCARE | BROKEN HILL | BHHS, THEATRE | OP02 | 1330 | 43047
A07065 | POWER SUPPLY, GENERAL-PURPOSEMANSONSPA-8330 | POWER SUPPLY, GENERAL-PURPOSE | MANSON | SPA-8330 | G351700805 |  | RADIO PARTS | BROKEN HILL | BHHS | BHHS | 199 | 43049
A07066 | WIRELESS ACCESS POINTOSITECHTITAN II | WIRELESS ACCESS POINT | OSITECH | TITAN II | WG0300F841 | WIRELESS GATEWAY - SPARE | PHYSIO CONTROL AUSTRALIA | BROKEN HILL | BHHS, BIOMEDICAL | BI01 | 875 | 43061
A07067 | MOUNTING BRACKETFRESENIUSLINK 4 AGILIA | MOUNTING BRACKET | FRESENIUS | LINK 4 AGILIA | 23495113 | MOUNTING & CHARGING BRACKET 4 UNIT | FRESENIUS KABI | BROKEN HILL | BHHS, THEATRE | BHHS, THEATRE | 790 | 43067
A07068 | DEFIBRILLATOR, AUTOMATEDPHYSIO-CONTROL INC.320371500493 | DEFIBRILLATOR, AUTOMATED | PHYSIO-CONTROL INC. | 320371500493 | 45918258 | LIFEPAK 1000 | PHYSIO CONTROL AUSTRALIA | BALRANALD | BALRANALD, ACUTE CARE | BALRANALD, ACUTE CARE | 2409.25 | 43068
A07068BAT | BATTERY, PRIMARYPHYSIO-CONTROL INC.3205379-006 | BATTERY, PRIMARY | PHYSIO-CONTROL INC. | 3205379-006 |  | LIFEPAK 1000 BATTERY | PHYSIO CONTROL AUSTRALIA | BALRANALD | BALRANALD, ACUTE CARE | BALRANALD, ACUTE CARE | 0 | 43068
A07069 | SCALE, PATIENT, FLOORSECASECA CLARA 803 | SCALE, PATIENT, FLOOR | SECA | SECA CLARA 803 | 8803068170473 | CAPACITY- 150KG, 100GM GRADUATION | ECOMED | BROKEN HILL | BHHS, PRIMARY HEALTH | BHHS, PRIMARY HEALTH | 93.1 | 43082
A07070 | SCALE, PATIENT, FLOORSECASECA CLARA 803 | SCALE, PATIENT, FLOOR | SECA | SECA CLARA 803 | 8803068170474 | CAPACITY- 150KG, 100GM GRADUATION | ECOMED | BROKEN HILL | BHHS, PRIMARY HEALTH | BHHS, PRIMARY HEALTH | 93.1 | 43082
A07071 | BED, ELECTRICARJO HUNTLEIGHMINUET | BED, ELECTRIC | ARJO HUNTLEIGH | MINUET | RSMN00121 |  | ARJOHUNTLEIGH | BROKEN HILL | BHHS, PALIATIVE CARE |  | 0 | 39435
A07072 | CARBON MONOXIDE ANALYSERAIRMET SCIENTIFIC PTY LTDMICRO+ SMOKERLYZER | CARBON MONOXIDE ANALYSER | AIRMET SCIENTIFIC PTY LTD | MICRO+ SMOKERLYZER | MP022650 |  | NICHE MEDICAL | DARETON | DARETON | DARETON | 0 | 40411
A07073 | INSUFFLATOR, ENDOSCOPICSMITH & NEPHEWLAPFLOW 40 | INSUFFLATOR, ENDOSCOPIC | SMITH & NEPHEW | LAPFLOW 40 | 1711CM0555 |  | SMITH&NEPHEW | BROKEN HILL | BHHS, THEATRE | BHHS, THEATRE | 7831.6 | 43105
A07074 | OPHTHALMIC EXAMINATION/TREATMENT TABLE/STAND, LINE-POWEREDSCHUMO-SIR | OPHTHALMIC EXAMINATION/TREATMENT TABLE/STAND, LINE-POWERED | SCHUMO-SIR |  | 000018 |  |  | BROKEN HILL | BHHS, SPECIALIST CLINIC | SC12 | 0 | 43110
A07075 | MODULE, PATIENT MONITORING SYSTEM, MULTIFUNCTIONPHILIPS MEDICAL SYSTEMSM3001A | MODULE, PATIENT MONITORING SYSTEM, MULTIFUNCTION | PHILIPS MEDICAL SYSTEMS | M3001A | DE6520G6AY | MULTIMEASUREMENT SERVER REPLACES ASSET A06454 | PHILIPS HEALTHCARE | BROKEN HILL | BHHS, THEATRE | SU12 | 0 | 43118
A07076 | DEFIBRILLATOR, AUTOMATEDPHYSIO-CONTROL INC.320371500493 | DEFIBRILLATOR, AUTOMATED | PHYSIO-CONTROL INC. | 320371500493 | 46055496 | LIFEPAK 1000 | PHYSIO CONTROL AUSTRALIA | BROKEN HILL | BHHS, STAFF QUARTERS | BHHS, STAFF QUARTERS | 2409.75 | 43123
A07076BAT | BATTERY, PRIMARYPHYSIO-CONTROL INC.3205379-006 | BATTERY, PRIMARY | PHYSIO-CONTROL INC. | 3205379-006 | 11141-000156 | LIFEPAK 1000 BATTERY | PHYSIO CONTROL AUSTRALIA | BROKEN HILL | BHHS, STAFF QUARTERS | BHHS, STAFF QUARTERS | 0 | 43123
A07077 | PUMP, BREAST, POWEREDSYMPHONY | PUMP, BREAST, POWERED |  | SYMPHONY | 1117502 | BREAST PUMP |  | BROKEN HILL | BHHS, OBU | BHHS, OBU | 0 | 41687
A07081 | X-RAY SYSTEM, DIAGNOSTIC, GENERAL-PURPOSE, STATIONARY, ANALOGUEPHILLIPS MEDICAL SYSTEMSDIGITAL DIAGNOST 4 | X-RAY SYSTEM, DIAGNOSTIC, GENERAL-PURPOSE, STATIONARY, ANALOGUE | PHILLIPS MEDICAL SYSTEMS | DIGITAL DIAGNOST 4 | SN14000004 | SCREENING ROOM | PHILIPS HEALTHCARE | BROKEN HILL | BHHS, RADIOLOGY |  | 0
A07082 | LIGHT THERAPY UNIT, ULTRAVIOLETLUMITEX MEDICAL DEVICES INC.BILISOFT | LIGHT THERAPY UNIT, ULTRAVIOLET | LUMITEX MEDICAL DEVICES INC. | BILISOFT | HFAW60699 | PHOTOTHERAPY SYSTEM REF NO. M1091998 (DONATED BY HUMPTY DUMPTY) | GE HEALTHCARE | BROKEN HILL | BHHS, OBU | BHHS, OBU | 0 | 43144
A07083 | CHAIR, STAND UP/SIT DOWN ASSISTOSCAR FURNITUREBARWON B B24 | CHAIR, STAND UP/SIT DOWN ASSIST | OSCAR FURNITURE | BARWON B B24 | 28777 | LIFT CHAIR | COUNTRY CARE | BROKEN HILL | BHHS, PALIATIVE CARE |  | 0 | 43146
A07083BAT | BATTERY, SECONDARYLINAKBA1811-0400-000 | BATTERY, SECONDARY | LINAK | BA1811-0400-000 |  | BATTERY PACK 2 X 12V 1.3AH. 2 X LC-R121R3P | MASTER INSTRUMENTS | BROKEN HILL | BHHS, PALIATIVE CARE |  | 0 | 43146
A07084 | CHAIR, STAND UP/SIT DOWN ASSISTOSCAR FURNITUREBARWON B B24 | CHAIR, STAND UP/SIT DOWN ASSIST | OSCAR FURNITURE | BARWON B B24 | 28776 | LIFT CHAIR | COUNTRY CARE | BROKEN HILL | BHHS, PALIATIVE CARE |  | 0 | 43146
A07084BAT | BATTERY, SECONDARYLINAKBA1811-0400-000 | BATTERY, SECONDARY | LINAK | BA1811-0400-000 |  | BATTERY PACK 2 X 12V 1.3AH. 2 X LC-R121R3P | MASTER INSTRUMENTS | BROKEN HILL | BHHS, PALIATIVE CARE |  | 0 | 43146
A07085 | BED, GENERAL-PURPOSE, ELECTRICALLY-POWEREDENRAF NONIUSMANULEKT-U | BED, GENERAL-PURPOSE, ELECTRICALLY-POWERED | ENRAF NONIUS | MANULEKT-U | 05-151 |  |  | DARETON | DARETON | DARETON | 0 | 43152
A07087 | OXYGEN CONCENTRATORSEQUAL TECHNOLOGIESECLIPSE 5 AUTOSAT | OXYGEN CONCENTRATOR | SEQUAL TECHNOLOGIES | ECLIPSE 5 AUTOSAT | GPB0916350122 |  |  | DARETON | DARETON |  | 0 | 43152
A07088 | SCALE, PATIENT, FLOORSECA CORP876 1321004 | SCALE, PATIENT, FLOOR | SECA CORP | 876 1321004 | 5876259151160 |  | ECOMED | DARETON | DARETON | DARETON | 0 | 43154
A07089 | VITAL SIGNS MONITORWELCH ALLYN6000 SERIES | VITAL SIGNS MONITOR | WELCH ALLYN | 6000 SERIES | 21100082902817 | VITAL SIGNS MONITOR | WELCH ALLYN AUSTRALIA | BROKEN HILL | BHHS, SUB ACUTE MENTAL HEALTH | BHHS, SUB ACUTE MENTAL HEALTH | 4234.33 | 43178
A07089BAT | BATTERY, SECONDARYWELCH ALLYNBATT99 | BATTERY, SECONDARY | WELCH ALLYN | BATT99 | 0622171130138 | BATTERY PACK | WELCH ALLYN AUSTRALIA | BROKEN HILL | BHHS, SUB ACUTE MENTAL HEALTH | BHHS, SUB ACUTE MENTAL HEALTH | 0 | 43178
A07090 | ALTERNATING-PRESSURE MATTRESS SYSTEMARJO HUNTLEIGHALPHA RESPONSE | ALTERNATING-PRESSURE MATTRESS SYSTEM | ARJO HUNTLEIGH | ALPHA RESPONSE | 1200031412 | INFLATABLE MATTRESS SYSTEM | ARJO HUNTLEIGH | BROKEN HILL | BHHS, MEDICAL | BHHS, MEDICAL | 1300 | 43179
A07091 | BATTERY CHARGERCONMED CORPL3000 | BATTERY CHARGER | CONMED CORP | L3000 | 20170111 | THE HALL LITHIUM BATTERY CHARGER (PARTS LIST ATTACHED) | CONMED LINVATEC AUST PTY LTD | BROKEN HILL | BHHS, THEATRE | BHHS, THEATRE | 5536.72 | 43182
A07091BAT1 | BATTERY, PRIMARYCONMED CORPL3000LG | BATTERY, PRIMARY | CONMED CORP | L3000LG | 201736304820 |  | CONMED LINVATEC AUST PTY LTD | BROKEN HILL | BHHS, THEATRE | BHHS, THEATRE | 1044.28 | 43182
A07091BAT2 | BATTERY, PRIMARYCONMED CORPL3000LG | BATTERY, PRIMARY | CONMED CORP | L3000LG | 201736304821 |  | CONMED LINVATEC AUST PTY LTD | BROKEN HILL | BHHS, THEATRE | BHHS, THEATRE | 1044.28 | 43182
A07091BAT3 | BATTERY, PRIMARYCONMED CORPL3000LG | BATTERY, PRIMARY | CONMED CORP | L3000LG | 201736304822 |  | CONMED LINVATEC AUST PTY LTD | BROKEN HILL | BHHS, THEATRE | BHHS, THEATRE | 1044.28 | 43182
A07091BAT4 | BATTERY, PRIMARYCONMED CORPL3000LG | BATTERY, PRIMARY | CONMED CORP | L3000LG | 201736304823 |  | CONMED LINVATEC AUST PTY LTD | BROKEN HILL | BHHS, THEATRE | BHHS, THEATRE | 1044.28 | 43182
A07091BAT5 | BATTERY, PRIMARYCONMED CORPL3000LG | BATTERY, PRIMARY | CONMED CORP | L3000LG | 201735604574 |  | CONMED LINVATEC AUST PTY LTD | BROKEN HILL | BHHS, THEATRE | BHHS, THEATRE | 1044.28 | 43182
A07091BAT6 | BATTERY, PRIMARYCONMED CORPL3000LG | BATTERY, PRIMARY | CONMED CORP | L3000LG | 201735604573 |  | CONMED LINVATEC AUST PTY LTD | BROKEN HILL | BHHS, THEATRE | BHHS, THEATRE | 1044.28 | 43182
A07092 | BATTERY, PRIMARYPHYSIO-CONTROL INC.3205379-006 | BATTERY, PRIMARY | PHYSIO-CONTROL INC. | 3205379-006 |  | LIFEPAK 1000 BATTERY | PHYSIO CONTROL AUSTRALIA | DARETON | DARETON | DARETON | 0 | 43182
A07093 | BATTERY, PRIMARYPHYSIO-CONTROL INC.3205379-006 | BATTERY, PRIMARY | PHYSIO-CONTROL INC. | 3205379-006 |  | LIFEPAK 1000 BATTERY | STRYKER | BROKEN HILL | BHHS, OBU | BHHS, OBU | 0 | 43182
A07094 | BATTERY, PRIMARYPHYSIO-CONTROL INC.3205379-006 | BATTERY, PRIMARY | PHYSIO-CONTROL INC. | 3205379-006 |  | LIFEPAK 1000 BATTERY | PHYSIO CONTROL AUSTRALIA | BROKEN HILL | BHHS, PHYSIO | BHHS, PHYSIO | 0 | 43182
A07095 | BATTERY, PRIMARYPHYSIO-CONTROL INC.3205379-006 | BATTERY, PRIMARY | PHYSIO-CONTROL INC. | 3205379-006 |  | LIFEPAK 1000 BATTERY | PHYSIO CONTROL AUSTRALIA | BROKEN HILL | BHHS, SPECIAL CARE SUITE | BHHS, SPECIAL CARE SUITE | 0 | 43182
A07096 | BATTERY, PRIMARYPHYSIO-CONTROL INC.3205379-006 | BATTERY, PRIMARY | PHYSIO-CONTROL INC. | 3205379-006 |  | LIFEPAK 1000 BATTERY | PHYSIO CONTROL AUSTRALIA | BROKEN HILL | BHHS, MEDICAL | BHHS, MEDICAL | 0 | 43182
A07097 | BATTERY, PRIMARYPHYSIO-CONTROL INC.3205379-006 | BATTERY, PRIMARY | PHYSIO-CONTROL INC. | 3205379-006 |  | LIFEPAK 1000 BATTERY | PHYSIO CONTROL AUSTRALIA | BROKEN HILL | BHHS, SUB ACUTE REHAB | SUB ACUTE REHAB | 0 | 43182
A07098 | BATTERY, PRIMARYPHYSIO-CONTROL INC.3205379-006 | BATTERY, PRIMARY | PHYSIO-CONTROL INC. | 3205379-006 |  | LIFEPAK 1000 BATTERY | PHYSIO CONTROL AUSTRALIA | BROKEN HILL | BHHS, SURGICAL | BHHS, SURGICAL | 0 | 43182
A07099 | BATTERY, PRIMARYPHYSIO-CONTROL INC.3205379-006 | BATTERY, PRIMARY | PHYSIO-CONTROL INC. | 3205379-006 |  | LIFEPAK 1000 BATTERY | PHYSIO CONTROL AUSTRALIA | BROKEN HILL | BHHS, BIOMEDICAL | BI01 | 0 | 43182
A07100 | BATTERY, PRIMARYPHYSIO-CONTROL INC.3205379-006 | BATTERY, PRIMARY | PHYSIO-CONTROL INC. | 3205379-006 |  | LIFEPAK 1000 BATTERY | PHYSIO CONTROL AUSTRALIA | BROKEN HILL | BHHS, SPECIALIST CLINIC | BHHS, SPECIALIST CLINIC | 0 | 43182
A07101 | BATTERY, PRIMARYPHYSIO-CONTROL INC.3205379-006 | BATTERY, PRIMARY | PHYSIO-CONTROL INC. | 3205379-006 |  | LIFEPAK 1000 BATTERY | PHYSIO CONTROL AUSTRALIA | WENTWORTH | WENTWORTH | WENTWORTH | 0 | 43182
A07102 | BATTERY, PRIMARYPHYSIO-CONTROL INC.3205379-006 | BATTERY, PRIMARY | PHYSIO-CONTROL INC. | 3205379-006 |  | LIFEPAK 1000 BATTERY | PHYSIO CONTROL AUSTRALIA | BROKEN HILL | BHHS, RENAL DIALYSIS | BHHS, RENAL DIALYSIS | 0 | 43182
A07104 | BATTERY, SECONDARYWELCH ALLYNBATT99 | BATTERY, SECONDARY | WELCH ALLYN | BATT99 | 20281318 | BATTERY PACK | WELCH ALLYN AUSTRALIA | BROKEN HILL | BHHS, OBU | BHHS, OBU | 0 | 43203
A07105 | BATTERY, SECONDARYWELCH ALLYNBATT99 | BATTERY, SECONDARY | WELCH ALLYN | BATT99 | 20281342 | BATTERY PACK | WELCH ALLYN AUSTRALIA | BROKEN HILL | BHHS, OBU | BHHS, OBU | 0 | 43203
A07106 | LIFT, PATIENT TRANSFER, <SPECIFY>GREENHOUSE HEALTH & SPORTT3 | LIFT, PATIENT TRANSFER, <SPECIFY> | GREENHOUSE HEALTH & SPORT | T3 |  | POOL LIFTER | GREENHOUSE HEALTH & SPORT | BROKEN HILL | BHHS, PHYSIO | BHHS, PHYSIO | 7800 | 43207
A07107 | BATTERY CHARGERPOWERTECHMB-3527 | BATTERY CHARGER | POWERTECH | MB-3527 |  | POOL LIFTER BATTERY CHARGER | JAYCAR | BROKEN HILL | BHHS, PHYSIO | BHHS, PHYSIO | 0 | 43207
A07110 | AEROSOL GENERATORALLERSEARCHVENTALAIR MAX | AEROSOL GENERATOR | ALLERSEARCH | VENTALAIR MAX | 17AA410001 | AEROSOL GENERATOR | EBOS GROUP PTY LTD | BROKEN HILL | BHHS, PALIATIVE CARE | BHHS, PALIATIVE CARE | 0 | 43213
A07111 | NEBULIZERVENTALAIR MAX | NEBULIZER |  | VENTALAIR MAX | 17AA410003 | AEROSOL GENERATOR | EBOS GROUP PTY LTD | BROKEN HILL | BHHS, PALIATIVE CARE | BHHS, PALIATIVE CARE | 0 | 43213
A07112 | NEBULIZERVENTALAIR MAX | NEBULIZER |  | VENTALAIR MAX | 17AA410002 | AEROSOL GENERATOR | EBOS GROUP PTY LTD | BROKEN HILL | BHHS, PALIATIVE CARE | BHHS, PALIATIVE CARE | 0 | 43213
A07113 | NEBULIZERVENTALAIR MAX | NEBULIZER |  | VENTALAIR MAX | 17AA410006 | AEROSOL GENERATOR | EBOS GROUP PTY LTD | BROKEN HILL | BHHS, PALIATIVE CARE | BHHS, PALIATIVE CARE | 0 | 43213
A07114 | NEBULIZERVENTALAIR MAX | NEBULIZER |  | VENTALAIR MAX | 17AA410005 | AEROSOL GENERATOR | EBOS GROUP PTY LTD | BROKEN HILL | BHHS, PALIATIVE CARE | BHHS, PALIATIVE CARE | 0 | 43213
A07115 | ULTRASONIC DIAGNOSTIC IMAGING EQUIPMENTECHOSENS SYSTEMEFIBROSCAN PROBE M+ | ULTRASONIC DIAGNOSTIC IMAGING EQUIPMENT | ECHOSENS SYSTEME | FIBROSCAN PROBE M+ | S75697 | FIBROSCAN PROBE M+ | MEDICAL TECHNOLOGIES AUSTRALIA | BROKEN HILL | COMMUNITY HEALTH CENTRE | BHHS, PRIMARY HEALTH | 33000 | 43216
A07116 | ULTRASONIC DIAGNOSTIC IMAGING EQUIPMENTECHOSENS SYSTEMEFIBROSCAN PROBE XL+ | ULTRASONIC DIAGNOSTIC IMAGING EQUIPMENT | ECHOSENS SYSTEME | FIBROSCAN PROBE XL+ | S92509 | FIBROSCAN PROBE XL+ | MEDICAL TECHNOLOGIES AUSTRALIA | BROKEN HILL | COMMUNITY HEALTH CENTRE | BHHS, PRIMARY HEALTH | 33000 | 43216
A07117 | BATTERY CHARGERWELCH ALLYN710 | BATTERY CHARGER | WELCH ALLYN | 710 |  | OTTOSCOPE BATTERY CHARGER | WELCH ALLYN AUSTRALIA | IVANHOE | IVANHOE, A&E | EMERGENCY | 0 | 43231
A07118 | ULTRASOUND SYSTEM, IMAGING, GENERAL-PURPOSEPHILIPS MEDICAL SYSTEMSAFFINITI 70 | ULTRASOUND SYSTEM, IMAGING, GENERAL-PURPOSE | PHILIPS MEDICAL SYSTEMS | AFFINITI 70 | US318F1724 | SUPPLIED WITH TRANSDUCERS A07119 & A07120 | PHILIPS HEALTHCARE | BROKEN HILL | BHHS, OBU | BHHS, OBU | 50012 | 43235
A07119 | TRANSDUCER, ULTRASOUNDPHILIPS MEDICAL SYSTEMSC10-3V | TRANSDUCER, ULTRASOUND | PHILIPS MEDICAL SYSTEMS | C10-3V | B29TW6 |  | PHILIPS HEALTHCARE | BROKEN HILL | BHHS, OBU | BHHS, OBU | 0 | 43235
A07120 | TRANSDUCER, ULTRASOUNDPHILIPS MEDICAL SYSTEMSC5-1 | TRANSDUCER, ULTRASOUND | PHILIPS MEDICAL SYSTEMS | C5-1 | B2G5ZL |  | PHILIPS HEALTHCARE | BROKEN HILL | BHHS, OBU | BHHS, OBU | 0 | 43235
A07121 | BED, OBESE PERSON, ELECTRICALLY-POWEREDCHEN KUANG INDUSTRIES COMPANY LTDSS-888-FMK | BED, OBESE PERSON, ELECTRICALLY-POWERED | CHEN KUANG INDUSTRIES COMPANY LTD | SS-888-FMK | SC2016070501/E0538 |  | PEAK CARE EQUIPMENT | BROKEN HILL | BHHS, PALIATIVE CARE | BHHS, PALIATIVE CARE | 0 | 43236
A07122 | CHAIR, <SPECIFY>OSCAR FURNITUREM5 650 | CHAIR, <SPECIFY> | OSCAR FURNITURE | M5 650 | M55852 | BARIATRIC CHAIR | OSCAR FURNITURE PTY LTD | BROKEN HILL | BHHS, PALIATIVE CARE | BHHS, PALIATIVE CARE | 0 | 43236
A07123 | BATTERY CHARGERLINAKCHJ20000020J011 | BATTERY CHARGER | LINAK | CHJ20000020J011 |  |  | KNK EQUIPMENT | BALRANALD | BALRANALD | BALRANALD | 196 | 43245
A07124 | ECG, MACHINEPHILIPS MEDICAL SYSTEMSTC50 | ECG, MACHINE | PHILIPS MEDICAL SYSTEMS | TC50 | CN51840310 | ECG MACHINE | PHILIPS HEALTHCARE | BROKEN HILL | BHHS, A&E | BHHS, A&E | 10000 | 43249
A07124BAT | BATTERY, MEDICAL DEVICEMOLI ENERGY CORP.989803194541 | BATTERY, MEDICAL DEVICE | MOLI ENERGY CORP. | 989803194541 | 0330 | FOR TC50 ECG | PHILIPS HEALTHCARE | BROKEN HILL | BHHS, A&E | BHHS, A&E | 0 | 43249
A07125 | SCALE, BABYTANITABD-590 | SCALE, BABY | TANITA | BD-590 |  | BABY SCALES | WEDDERBURN SCALES | BROKEN HILL | BHHS, OBU | BHHS, OBU | 292 | 43252
A07126 | SCALE, BABYBD-590 | SCALE, BABY |  | BD-590 |  | BABY SCALES | WEDDERBURN SCALES | BROKEN HILL | BHHS, OBU | BHHS, OBU | 292 | 43252
A07128 | BED, GENERAL-PURPOSE, ELECTRICALLY-POWEREDMETRON MEDICAL AUSTRT8714FHBB | BED, GENERAL-PURPOSE, ELECTRICALLY-POWERED | METRON MEDICAL AUSTR | T8714FHBB | MT2017080388 | ELITE 3 MEDICAL COUCH |  | BROKEN HILL | COMMUNITY HEALTH CENTRE | CRC 25 | 0 | 43276
A07129 | OTOSCOPEWELCH ALLYNGS 777 | OTOSCOPE | WELCH ALLYN | GS 777 | 17102 | EXAMINATION SET | WELCH ALLYN AUSTRALIA | BROKEN HILL | COMMUNITY HEALTH CENTRE | CRC 25 | 0 | 43276
A07130 | SCALE, STAND-ON, PATIENTWEDDERBURNWM202 | SCALE, STAND-ON, PATIENT | WEDDERBURN | WM202 | WD200162 | PHYSICIAN SCALE | WEDDERBURN SCALES | BROKEN HILL | COMMUNITY HEALTH CENTRE | CRC 25 | 0 | 43276
A07131 | SCALE, STAND-ON, PATIENTWEDDERBURNWM202 | SCALE, STAND-ON, PATIENT | WEDDERBURN | WM202 | WD200158 | PHYSICIAN SCALE | WEDDERBURN SCALES | BROKEN HILL | COMMUNITY HEALTH CENTRE | CRC 21 | 0 | 43276
A07132 | OTOSCOPEWELCH ALLYNGS 777 | OTOSCOPE | WELCH ALLYN | GS 777 |  | EXAMINATION SET | WELCH ALLYN AUSTRALIA | BROKEN HILL | COMMUNITY HEALTH CENTRE | CRC 21 | 0 | 43276
A07133 | SPHYGMOMANOMETER, ANEROIDWELCH ALLYN901091 | SPHYGMOMANOMETER, ANEROID | WELCH ALLYN | 901091 | 171121223885 | MOBILE ANEROID W/ONE PIECE CUFF |  | BROKEN HILL | COMMUNITY HEALTH CENTRE | CRC 21 | 0 | 43276
A07134 | BED, GENERAL-PURPOSE, ELECTRICALLY-POWEREDMETRON MEDICAL AUSTRT8714FHBB | BED, GENERAL-PURPOSE, ELECTRICALLY-POWERED | METRON MEDICAL AUSTR | T8714FHBB | MT2017080393 | ELITE 3 MEDICAL COUCH |  | BROKEN HILL | COMMUNITY HEALTH CENTRE | CRC 21 | 0 | 43276
A07135 | SCALE, STAND-ON, PATIENTWEDDERBURNWM202 | SCALE, STAND-ON, PATIENT | WEDDERBURN | WM202 | WD200145 | PHYSICIAN SCALE | WEDDERBURN SCALES | BROKEN HILL | COMMUNITY HEALTH CENTRE | CRC 18 | 0 | 43276
A07144 | SPHYGMOMANOMETER, ANEROIDWELCH ALLYN901091 | SPHYGMOMANOMETER, ANEROID | WELCH ALLYN | 901091 | 171121182185 | MOBILE ANEROID W/ONE PIECE CUFF |  | BROKEN HILL | COMMUNITY HEALTH CENTRE | CRC 18 | 0 | 43276
A07145 | BED, GENERAL-PURPOSE, ELECTRICALLY-POWEREDDALCROSSSOLARIS | BED, GENERAL-PURPOSE, ELECTRICALLY-POWERED | DALCROSS | SOLARIS | 1261BL-0202-005 | SOLARIS GYNAE BED |  | BROKEN HILL | COMMUNITY HEALTH CENTRE | CRC 18 | 0 | 43276
A07146 | SCALE, STAND-ON, PATIENTWEDDERBURNWM202 | SCALE, STAND-ON, PATIENT | WEDDERBURN | WM202 | WD200165 | PHYSICIAN SCALE | WEDDERBURN SCALES | BROKEN HILL | COMMUNITY HEALTH CENTRE | CRC 16 | 0 | 43276
A07147 | OTOSCOPEWELCH ALLYNGS 777 | OTOSCOPE | WELCH ALLYN | GS 777 |  | EXAMINATION SET | WELCH ALLYN AUSTRALIA | BROKEN HILL | COMMUNITY HEALTH CENTRE | CRC 16 | 0 | 43276
A07148 | SCALE, BABYTANITABD-590 | SCALE, BABY | TANITA | BD-590 |  | BABY SCALES | WEDDERBURN SCALES | BROKEN HILL | COMMUNITY HEALTH CENTRE |  | 0 | 43276
A07149 | SCALE, BABYTANITABD-590 | SCALE, BABY | TANITA | BD-590 | 20181262 | BABY SCALES | WEDDERBURN SCALES | BROKEN HILL | COMMUNITY HEALTH CENTRE | CRC 15 | 0 | 43276
A07150 | OTOSCOPEWELCH ALLYNGS 777 | OTOSCOPE | WELCH ALLYN | GS 777 |  | EXAMINATION SET | WELCH ALLYN AUSTRALIA | BROKEN HILL | COMMUNITY HEALTH CENTRE | CRC 15 | 0 | 43276
A07151 | SCALE, STAND-ON, PATIENTWEDDERBURNWM202 | SCALE, STAND-ON, PATIENT | WEDDERBURN | WM202 | WD200160 | PHYSICIAN SCALE | WEDDERBURN SCALES | BROKEN HILL | COMMUNITY HEALTH CENTRE | CRC 15 | 0 | 43276
A07157 | SCALE, STAND-ON, PATIENTWEDDERBURNWM202 | SCALE, STAND-ON, PATIENT | WEDDERBURN | WM202 | WD200151 | PHYSICIAN SCALE | WEDDERBURN SCALES | BROKEN HILL | COMMUNITY HEALTH CENTRE | CRC 22 | 0 | 43276
A07158 | AUTOCLAVELISAVA131-22 | AUTOCLAVE | LISA | VA131-22 | 133246 | STERILISING UNIT |  | BROKEN HILL | COMMUNITY HEALTH CENTRE | CRD 66 | 0 | 43276
A07159 | AUTOCLAVELISAVA131-22 | AUTOCLAVE | LISA | VA131-22 | 133247 | STERILISING UNIT |  | BROKEN HILL | COMMUNITY HEALTH CENTRE | CRD 66 | 0 | 43276
A07160 | DENTAL HANDPICE CLEANERW&HMB-300 | DENTAL HANDPICE CLEANER | W&H | MB-300 | 05967 | ASSISTINA 3X3 DENTAL HANDPIECE CLEANER |  | BROKEN HILL | COMMUNITY HEALTH CENTRE | CRD 66 | 0 | 43276
A07161 | DENTAL CHAIR, PATIENTADECA-DEC 411 | DENTAL CHAIR, PATIENT | ADEC | A-DEC 411 | 17L411-A11566 | DENTAL CHAIR 1 | ADEC | BROKEN HILL | COMMUNITY HEALTH CENTRE | CRD 70 (SURGERY 1) | 0 | 43276
A07162 | X-RAY SYSTEM, DIAGNOSTIC, DENTAL, GENERAL-PURPOSE, INTRAORAL, DIGITALACTEONW0800002 | X-RAY SYSTEM, DIAGNOSTIC, DENTAL, GENERAL-PURPOSE, INTRAORAL, DIGITAL | ACTEON | W0800002 | XU05069C | X-MIND UNITY |  | BROKEN HILL | COMMUNITY HEALTH CENTRE | CRD 69 (SURGERY 2) | 0 | 43276
A07163 | DENTAL CHAIR, PATIENTADECA-DEC 411 | DENTAL CHAIR, PATIENT | ADEC | A-DEC 411 | 17L411-A11449 | DENTAL CHAIR | ADEC | BROKEN HILL | COMMUNITY HEALTH CENTRE | CRD 69 (SURGERY 2) | 0 | 43276
A07164 | DENTAL CHAIR, PATIENTADECA-DEC 411 | DENTAL CHAIR, PATIENT | ADEC | A-DEC 411 | 17L411-A11584 | DENTAL CHAIR | ADEC | BROKEN HILL | COMMUNITY HEALTH CENTRE | CRD 71 (SURGERY 3) | 0 | 43276
A07165 | X-RAY SYSTEM, DIAGNOSTIC, DENTAL, GENERAL-PURPOSE, INTRAORAL, DIGITALACTEONW0800002 | X-RAY SYSTEM, DIAGNOSTIC, DENTAL, GENERAL-PURPOSE, INTRAORAL, DIGITAL | ACTEON | W0800002 | XU05068C | X-MIND UNITY |  | BROKEN HILL | COMMUNITY HEALTH CENTRE | CRD 71 (SURGERY 3) | 0 | 43276
A07166 | X-RAY SYSTEM, DIAGNOSTIC, DENTAL, GENERAL-PURPOSE, INTRAORAL, DIGITALACTEONW0800002 | X-RAY SYSTEM, DIAGNOSTIC, DENTAL, GENERAL-PURPOSE, INTRAORAL, DIGITAL | ACTEON | W0800002 | XU05494C | X-MIND UNITY |  | BROKEN HILL | COMMUNITY HEALTH CENTRE | CRD 70 (SURGERY 1) | 0 | 43276
A07167 | NSKICARE |  | NSK | ICARE | OU607056 | DENTAL HANDPIECE CLEANING SYSTEM |  | BROKEN HILL | COMMUNITY HEALTH CENTRE | CRD 66 | 0 | 43276
A07168 | X-RAY SYSTEM, DIAGNOSTIC, DENTAL, GENERAL-PURPOSE, INTRAORAL, DIGITALACTEONW0800002 | X-RAY SYSTEM, DIAGNOSTIC, DENTAL, GENERAL-PURPOSE, INTRAORAL, DIGITAL | ACTEON | W0800002 | XU04725C | X-MIND UNITY |  | BROKEN HILL | COMMUNITY HEALTH CENTRE | CRD 48 (SURGERY 4) | 0 | 43276
A07169 | X-RAY SYSTEM, DIAGNOSTIC, DENTAL, GENERAL-PURPOSE, INTRAORAL, DIGITALACTEONW0800002 | X-RAY SYSTEM, DIAGNOSTIC, DENTAL, GENERAL-PURPOSE, INTRAORAL, DIGITAL | ACTEON | W0800002 | XU05287C | X-MIND UNITY |  | BROKEN HILL | COMMUNITY HEALTH CENTRE | CRD 49 (SURGERY 5) | 0 | 43276
A07170 | DENTAL CHAIR, PATIENTADECA-DEC 411 | DENTAL CHAIR, PATIENT | ADEC | A-DEC 411 | 17L411-A11549 | DENTAL CHAIR | ADEC | BROKEN HILL | COMMUNITY HEALTH CENTRE | CRD 49 (SURGERY 5) | 0 | 43276
A07171 | DENTAL CHAIR, PATIENTADECA-DEC 411 | DENTAL CHAIR, PATIENT | ADEC | A-DEC 411 | 17L411-A11523 | DENTAL CHAIR | ADEC | BROKEN HILL | COMMUNITY HEALTH CENTRE | CRD 48 (SURGERY 4) | 0 | 43276
A07173 | INFUSION PUMP, ENTERAL FEEDINGCOVIDIENKANGAROO EPUMP | INFUSION PUMP, ENTERAL FEEDING | COVIDIEN | KANGAROO EPUMP | C17188081 | FEED PUMP | CARDINALHEALTH | BROKEN HILL | BHHS, MEDICAL | BHHS, MEDICAL | 0 | 43284
A07174 | INFUSION PUMP, ENTERAL FEEDINGCOVIDIENKANGAROO EPUMP | INFUSION PUMP, ENTERAL FEEDING | COVIDIEN | KANGAROO EPUMP | C17188117 | FEED PUMP | CARDINALHEALTH | BROKEN HILL | BHHS, MEDICAL | BHHS, MEDICAL | 0 | 43285
A07175 | INFUSION PUMP, ENTERAL FEEDINGCOVIDIENKANGAROO EPUMP | INFUSION PUMP, ENTERAL FEEDING | COVIDIEN | KANGAROO EPUMP | C17188083 | FEED PUMP | CARDINALHEALTH | BROKEN HILL | BHHS, MEDICAL | BHHS, MEDICAL | 0 | 43285
A07176 | SCALE, INFANTSECA CORP354 | SCALE, INFANT | SECA CORP | 354 | 218354300160907 |  | ECOMED | BROKEN HILL | BHHS, A&E | BHHS, A&E | 0 | 43285
A07177 | INFUSION PUMP, ENTERAL FEEDINGCOVIDIENKANGAROO EPUMP | INFUSION PUMP, ENTERAL FEEDING | COVIDIEN | KANGAROO EPUMP | C17188112 | FEED PUMP | CARDINALHEALTH | BROKEN HILL | BHHS, MEDICAL | BHHS, MEDICAL | 0 | 43285
A07178 | INFUSION PUMP, ENTERAL FEEDINGCOVIDIENKANGAROO EPUMP | INFUSION PUMP, ENTERAL FEEDING | COVIDIEN | KANGAROO EPUMP | C17188103 | FEED PUMP | CARDINALHEALTH | BROKEN HILL | BHHS, BIOMEDICAL | BI01 | 0 | 43285
A07179 | INFUSION PUMP, ENTERAL FEEDINGCOVIDIENKANGAROO EPUMP | INFUSION PUMP, ENTERAL FEEDING | COVIDIEN | KANGAROO EPUMP | C17188086 | FEED PUMP | CARDINALHEALTH | BROKEN HILL | BHHS, MEDICAL | BHHS, MEDICAL | 0 | 43287
A07189 | ELECTROSURGICAL DEVICEVALLEYLABFT 10 | ELECTROSURGICAL DEVICE | VALLEYLAB | FT 10 | T7H18264DX |  | MEDTRONIC COVIDIEN | BROKEN HILL | BHHS, THEATRE | BHHS, THEATRE | 16246 | 43292
A07190 | SMOKE EVACUATION SYSTEM, SURGICALVALLEYLABSE3695 | SMOKE EVACUATION SYSTEM, SURGICAL | VALLEYLAB | SE3695 | VL011500X |  | MEDTRONIC COVIDIEN | BROKEN HILL | BHHS, THEATRE | BHHS, THEATRE | 3500 | 43292
A07191 | BED, ELECTRICHUMAN CAREFLOORLINE-I PLUS AU | BED, ELECTRIC | HUMAN CARE | FLOORLINE-I PLUS AU | 159118040054 | HI/LO BED | HOSPEQUIP | BROKEN HILL | BHHS, MEDICAL | BHHS, MEDICAL | 7600 | 43293
A07191BAT | BATTERY, SECONDARY | BATTERY, SECONDARY | [5 empty] | BROKEN HILL | BHHS, MEDICAL | BHHS, MEDICAL | 0 | 43293
A07195 | THERMOMETER, ELECTRONICWELCH ALLYN692 | THERMOMETER, ELECTRONIC | WELCH ALLYN | 692 | 18010086 |  | WELCH ALLYN AUSTRALIA | BROKEN HILL | BHHS, THEATRE | BHHS, THEATRE | 0 | 43292
A07198 | BED, ELECTRICHUMAN CAREFLOORLINE-I PLUS AU | BED, ELECTRIC | HUMAN CARE | FLOORLINE-I PLUS AU | 159118040052 | HI/LO BED | HOSPEQUIP | BROKEN HILL | BHHS, MEDICAL | BHHS, MEDICAL | 7600 | 43293
A07198BAT | BATTERY, SECONDARY | BATTERY, SECONDARY | [5 empty] | BROKEN HILL | BHHS, MEDICAL | BHHS, MEDICAL | 0 | 43293
A07199 | BED, ELECTRICHUMAN CAREFLOORLINE-I PLUS AU | BED, ELECTRIC | HUMAN CARE | FLOORLINE-I PLUS AU | 159118040053 | HI/LO BED | HOSPEQUIP | BROKEN HILL | BHHS, MEDICAL | BHHS, MEDICAL | 7600 | 43293
A07199BAT | BATTERY, SECONDARY | BATTERY, SECONDARY | [5 empty] | BROKEN HILL | BHHS, MEDICAL | BHHS, MEDICAL | 0 | 43293
A07200 | COMPRESSION UNIT, SEQUENTIALCOVIDIEN700 SERIES | COMPRESSION UNIT, SEQUENTIAL | COVIDIEN | 700 SERIES | V1713240SX | COMPRESSION SYSTEM (NOT DRS SCOPE ASSET NO. 3007999) | MEDTRONIC COVIDIEN | BROKEN HILL | BHHS, OBU | BHHS, OBU | 0 | 43306
A07202 | COMPRESSION UNIT, SEQUENTIALCOVIDIEN700 SERIES | COMPRESSION UNIT, SEQUENTIAL | COVIDIEN | 700 SERIES | V1707663SX | COMPRESSION SYSTEM | MEDTRONIC COVIDIEN | BROKEN HILL | BHHS, OBU | BHHS, OBU | 0 | 43306
A07203 | ENDOSCOPE, AC-POWERED AND ACCESSORYSTORZ8403 ZX | ENDOSCOPE, AC-POWERED AND ACCESSORY | STORZ | 8403 ZX | US 12534 | ENDOSCOPE | KARL STORZ | BROKEN HILL | BHHS, A&E | BHHS, A&E | 11055 | 43306
A07204 | CHAIR, EXAMINATION/TREATMENT, ELECTRICALLY-POWEREDSOLARIS1251 | CHAIR, EXAMINATION/TREATMENT, ELECTRICALLY-POWERED | SOLARIS | 1251 | 1251BL-0801-009 | BARIATRIC 4 MOTOR MULTIPURPOSE HILO CHAIR | DALCROSS | BROKEN HILL | BHHS, SPECIALIST CLINIC | BHHS, SPECIALIST CLINIC | 3990 | 43308
A07205 | CHAIR, EXAMINATION/TREATMENT, ELECTRICALLY-POWEREDDALCROSSAP4297 | CHAIR, EXAMINATION/TREATMENT, ELECTRICALLY-POWERED | DALCROSS | AP4297 | 001188734 | BLOOD SAMPLING & THERAPY CHAIR | DALCROSS | BROKEN HILL | BHHS, SPECIALIST CLINIC | BHHS, SPECIALIST CLINIC | 5990 | 43308
A07206 | BIPAP UNIT (BI-LEVEL POSITIVE AIRWAY PRESSURE)PHILIPS MEDICAL SYSTEMSV60 | BIPAP UNIT (BI-LEVEL POSITIVE AIRWAY PRESSURE) | PHILIPS MEDICAL SYSTEMS | V60 | 100257692 | SOFTWARE VERSION 2.30 | TELEFLEX MEDICAL AUSTRALIA PTY LTD | BROKEN HILL | BHHS, A&E | BHHS, A&E | 31950 | 43321
A07208 | INFUSION PUMP, ENTERAL FEEDINGCOVIDIENKANGAROO EPUMP | INFUSION PUMP, ENTERAL FEEDING | COVIDIEN | KANGAROO EPUMP | C17188116 | FEED PUMP | CARDINALHEALTH | WILCANNIA | WILCANNIA | WILCANNIA | 0 | 43325
A07209 | LIFT, PATIENT TRANSFER, MOBILEJOERNS HEALTHCARE LTDOXF-JOURNEY-AU-S | LIFT, PATIENT TRANSFER, MOBILE | JOERNS HEALTHCARE LTD | OXF-JOURNEY-AU-S | 1706L0364 |  | COUNTRY CARE | WILCANNIA | WILCANNIA | WILCANNIA | 0 | 43326
A07209BAT | BATTERY PACKLINAKBAJ10001XX1 | BATTERY PACK | LINAK | BAJ10001XX1 |  | BATTERY PACK | LINAK | WILCANNIA | WILCANNIA | WILCANNIA | 0 | 43327
A07210 | BATTERY CHARGERLINAKCHJ200000130J081 | BATTERY CHARGER | LINAK | CHJ200000130J081 |  | LINAK BATTERY PACK CHARGER |  | WILCANNIA | WILCANNIA | WILCANNIA | 0 | 43326
A07212 | INFUSION PUMP, ENTERAL FEEDINGCOVIDIENKANGAROO EPUMP | INFUSION PUMP, ENTERAL FEEDING | COVIDIEN | KANGAROO EPUMP | C17188097 | FEED PUMP | CARDINALHEALTH | BROKEN HILL | BHHS, ICU/CCU | BHHS, ICU/CCU | 0 | 43326
A07213 | INFUSION PUMP, ENTERAL FEEDINGCOVIDIENKANGAROO EPUMP | INFUSION PUMP, ENTERAL FEEDING | COVIDIEN | KANGAROO EPUMP | C17188102 | FEED PUMP | CARDINALHEALTH | BROKEN HILL | BHHS, MEDICAL | BHHS, MEDICAL | 0 | 43326
A07214 | INFUSION PUMP, ENTERAL FEEDINGCOVIDIENKANGAROO EPUMP | INFUSION PUMP, ENTERAL FEEDING | COVIDIEN | KANGAROO EPUMP | C17188104 | FEED PUMP | CARDINALHEALTH | BROKEN HILL | BHHS, ICU/CCU | BHHS, ICU/CCU | 0 | 43326
A07215 | INFUSION PUMP, ENTERAL FEEDINGCOVIDIENKANGAROO EPUMP | INFUSION PUMP, ENTERAL FEEDING | COVIDIEN | KANGAROO EPUMP | C17188084 | FEED PUMP | CARDINALHEALTH | BROKEN HILL | BHHS, MEDICAL | BHHS, MEDICAL | 0 | 43326
A07216 | INFUSION PUMP, ENTERAL FEEDINGCOVIDIENKANGAROO EPUMP | INFUSION PUMP, ENTERAL FEEDING | COVIDIEN | KANGAROO EPUMP | C17188106 | FEED PUMP | CARDINALHEALTH | BROKEN HILL | BHHS, PALIATIVE CARE | BHHS, PALIATIVE CARE | 0 | 43326
A07217 | INFUSION PUMP, ENTERAL FEEDINGCOVIDIENKANGAROO EPUMP | INFUSION PUMP, ENTERAL FEEDING | COVIDIEN | KANGAROO EPUMP | C17188092 | FEED PUMP | CARDINALHEALTH | WENTWORTH | WENTWORTH | WENTWORTH | 0 | 43326
A07218 | INFUSION PUMP, ENTERAL FEEDINGCOVIDIENKANGAROO EPUMP | INFUSION PUMP, ENTERAL FEEDING | COVIDIEN | KANGAROO EPUMP | C17188109 | FEED PUMP | CARDINALHEALTH | WENTWORTH | WENTWORTH | WENTWORTH | 0 | 43326
A07219 | INFUSION PUMP, ENTERAL FEEDINGCOVIDIENKANGAROO EPUMP | INFUSION PUMP, ENTERAL FEEDING | COVIDIEN | KANGAROO EPUMP | C17188085 | FEED PUMP | CARDINALHEALTH | BALRANALD | BALRANALD | BALRANALD | 0 | 43326
A07220 | SCALE, STAND-ON, PATIENTWEDDERBURNWM303H | SCALE, STAND-ON, PATIENT | WEDDERBURN | WM303H | WG300176 | HANDRAIL PHYSICIAN SCALE W. HEIGHT ROD | WEDDERBURN SCALES | BROKEN HILL | BHHS, SPECIALIST CLINIC | BHHS, SPECIALIST CLINIC | 2395 | 43334
A07221 | INFUSION PUMP, GENERAL-PURPOSEHOSPIRAPLUM 360 | INFUSION PUMP, GENERAL-PURPOSE | HOSPIRA | PLUM 360 | 20706526 | INFUSION PUMP | ICU MEDICAL | BROKEN HILL | BHHS, ONCOLOGY | BD01 | 2990 | 43340
A07222 | INFUSION PUMP, GENERAL-PURPOSEHOSPIRAPLUM 360 | INFUSION PUMP, GENERAL-PURPOSE | HOSPIRA | PLUM 360 | 20706532 | INFUSION PUMP | ICU MEDICAL | BROKEN HILL | BHHS, ONCOLOGY | BD01 | 2990 | 43340
A07223 | INFUSION PUMP, GENERAL-PURPOSEHOSPIRAPLUM 360 | INFUSION PUMP, GENERAL-PURPOSE | HOSPIRA | PLUM 360 | 20706401 | INFUSION PUMP | ICU MEDICAL | BROKEN HILL | BHHS, ONCOLOGY | BD01 | 2990 | 43340
A07224 | INFUSION PUMP, GENERAL-PURPOSEHOSPIRAPLUM 360 | INFUSION PUMP, GENERAL-PURPOSE | HOSPIRA | PLUM 360 | 20706372 | INFUSION PUMP | ICU MEDICAL | BROKEN HILL | BHHS, ONCOLOGY | BD01 | 2990 | 43340
A07225 | INFUSION PUMP, GENERAL-PURPOSEHOSPIRAPLUM 360 | INFUSION PUMP, GENERAL-PURPOSE | HOSPIRA | PLUM 360 | 20706545 | INFUSION PUMP | ICU MEDICAL | BROKEN HILL | BHHS, ONCOLOGY | BD01 | 2990 | 43340
A07226 | OPHTHALMOSCOPE, PANOPTICWELCH ALLYN71943 | OPHTHALMOSCOPE, PANOPTIC | WELCH ALLYN | 71943 |  | CHARGING STAND | WELCH ALLYN AUSTRALIA | TIBOOBURRA | TIBOOBURRA | TIBOOBURRA | 822 | 43340
A07227 | EXERCISER, BICYCLEUNKNOWNHYDRORIDER | EXERCISER, BICYCLE | UNKNOWN | HYDRORIDER |  |  | ACCESS HEALTH | BROKEN HILL | BHHS, PHYSIO | RE27 | 3200 | 43340
A07228 | DEFIBRILLATOR, AUTOMATEDPHYSIO-CONTROL INC.320371500493 | DEFIBRILLATOR, AUTOMATED | PHYSIO-CONTROL INC. | 320371500493 | 46561635 | LIFEPAK 1000 | PHYSIO CONTROL AUSTRALIA | BROKEN HILL | COMMUNITY HEALTH CENTRE | COMMUNITY HEALTH CENTRE | 2409 | 43341
A07229 | BATTERY, PRIMARYPHYSIO-CONTROL INC.3205379-006 | BATTERY, PRIMARY | PHYSIO-CONTROL INC. | 3205379-006 |  | LIFEPAK 1000 BATTERY | PHYSIO CONTROL AUSTRALIA | BROKEN HILL | COMMUNITY HEALTH CENTRE |  | 0 | 43341
A07230 | CHAIR, BLOOD DONORPLINTH 200093B | CHAIR, BLOOD DONOR | PLINTH 2000 | 93B | 93BTES23180137A | PHLEBOTOMY CHAIR | ACCESS HEALTH | BROKEN HILL | COMMUNITY HEALTH CENTRE | CRC 15 | 3300 | 43348
A07231 | CHAIR, BLOOD DONORPLINTH 200093B | CHAIR, BLOOD DONOR | PLINTH 2000 | 93B | 93BTES23180138A | PHLEBOTOMY CHAIR | ACCESS HEALTH | BROKEN HILL | COMMUNITY HEALTH CENTRE | COMMUNITY HEALTH CENTRE | 3300 | 43348
A07232 | BED, ELECTRICARJO HUNTLEIGHMINUET | BED, ELECTRIC | ARJO HUNTLEIGH | MINUET | RSBMN31673 |  | ARJOHUNTLEIGH | BROKEN HILL | BHHS, OCCUPATIONAL THERAPY | BHHS, OCCUPATIONAL THERAPY | 0 | 43348
A07233 | BED, ELECTRICARJO HUNTLEIGHMINUET | BED, ELECTRIC | ARJO HUNTLEIGH | MINUET | RSBMN31672 |  | ARJOHUNTLEIGH | BROKEN HILL | BHHS, OCCUPATIONAL THERAPY | BHHS, OCCUPATIONAL THERAPY | 0 | 43348
A07234 | BED, ELECTRICARJO HUNTLEIGHMINUET | BED, ELECTRIC | ARJO HUNTLEIGH | MINUET | RSBMN31674 |  | ARJOHUNTLEIGH | BROKEN HILL | BHHS, OCCUPATIONAL THERAPY | BHHS, OCCUPATIONAL THERAPY | 0 | 43348
A07235 | BED, ELECTRICARJO HUNTLEIGHMINUET | BED, ELECTRIC | ARJO HUNTLEIGH | MINUET | RSBMN31676 |  | ARJOHUNTLEIGH | BROKEN HILL | BHHS, OCCUPATIONAL THERAPY | BHHS, OCCUPATIONAL THERAPY | 0 | 43348
A07236 | DEFIBRILLATOR, AUTOMATEDPHYSIO-CONTROL INC.320371500493 | DEFIBRILLATOR, AUTOMATED | PHYSIO-CONTROL INC. | 320371500493 | 46561640 | LIFEPAK 1000 | PHYSIO CONTROL AUSTRALIA | BROKEN HILL | BHHS, ONCOLOGY | OU15 | 2409 | 43355
A07237 | BATTERY, PRIMARYPHYSIO-CONTROL INC.3205379-006 | BATTERY, PRIMARY | PHYSIO-CONTROL INC. | 3205379-006 |  | LIFEPAK 1000 BATTERY | PHYSIO CONTROL AUSTRALIA | BROKEN HILL | BHHS, ONCOLOGY | OU15 | 0 | 43355
A07238 | CHAIR, DISABLED PERSONDALCROSSASHLEY MEDIUM 2M LIFT | CHAIR, DISABLED PERSON | DALCROSS | ASHLEY MEDIUM 2M LIFT | 18-1311 | LIFT CHAIR | DALCROSS | BROKEN HILL | BHHS, HOSPITAL IN THE HOME | SU14 | 2500 | 43356
A07239 | CHAIR, DISABLED PERSONDALCROSSASHLEY MEDIUM 2M LIFT | CHAIR, DISABLED PERSON | DALCROSS | ASHLEY MEDIUM 2M LIFT | 18-1312 | LIFT CHAIR | DALCROSS | BROKEN HILL | BHHS, HOSPITAL IN THE HOME | SU14 | 2500 | 43356
A07240 | CHAIR, DISABLED PERSONDALCROSSASHLEY MEDIUM 1M LIFT | CHAIR, DISABLED PERSON | DALCROSS | ASHLEY MEDIUM 1M LIFT | 18-1440 | LIFT CHAIR | DALCROSS | BROKEN HILL | BHHS, ONCOLOGY |  | 2500 | 43356
A07241 | CHAIR, DISABLED PERSONDALCROSSASHLEY MEDIUM 1M LIFT | CHAIR, DISABLED PERSON | DALCROSS | ASHLEY MEDIUM 1M LIFT | 18-1442 | LIFT CHAIR | DALCROSS | BROKEN HILL | BHHS, ONCOLOGY |  | 2500 | 43356
A07242 | CHAIR, DISABLED PERSONDALCROSSASHLEY MEDIUM 1M LIFT | CHAIR, DISABLED PERSON | DALCROSS | ASHLEY MEDIUM 1M LIFT | 18-1441 | LIFT CHAIR | DALCROSS | BROKEN HILL | BHHS, ONCOLOGY |  | 2500 | 43356
A07243 | CHAIR, DISABLED PERSONDALCROSSASHLEY MEDIUM 1M LIFT | CHAIR, DISABLED PERSON | DALCROSS | ASHLEY MEDIUM 1M LIFT | 18-1443 | LIFT CHAIR | DALCROSS | BROKEN HILL | BHHS, ONCOLOGY |  | 2500 | 43356
A07244 | CHAIR, DISABLED PERSONDALCROSSASHLEY MEDIUM 1M LIFT | CHAIR, DISABLED PERSON | DALCROSS | ASHLEY MEDIUM 1M LIFT | 18-1444 | LIFT CHAIR | DALCROSS | BROKEN HILL | BHHS, ONCOLOGY |  | 2500 | 43356
A07245 | NEBULIZERFLAEM NUOVA S.P.A.VENTALAIR MAX | NEBULIZER | FLAEM NUOVA S.P.A. | VENTALAIR MAX | 17AA412424 | AEROSOL GENERATOR | EBOS GROUP PTY LTD | BROKEN HILL | BHHS, PALIATIVE CARE | BHHS, PALIATIVE CARE | 165 | 43356
A07246 | NEBULIZERFLAEM NUOVA S.P.A.VENTALAIR MAX | NEBULIZER | FLAEM NUOVA S.P.A. | VENTALAIR MAX | 17AA412494 | AEROSOL GENERATOR | EBOS GROUP PTY LTD | BROKEN HILL | BHHS, PALIATIVE CARE | BHHS, PALIATIVE CARE | 165 | 43356
A07247 | NEBULIZERFLAEM NUOVA S.P.A.VENTALAIR MAX | NEBULIZER | FLAEM NUOVA S.P.A. | VENTALAIR MAX | 17AA412428 | AEROSOL GENERATOR | EBOS GROUP PTY LTD | BROKEN HILL | BHHS, PALIATIVE CARE | BHHS, PALIATIVE CARE | 165 | 43356
A07248 | NEBULIZERFLAEM NUOVA S.P.A.VENTALAIR MAX | NEBULIZER | FLAEM NUOVA S.P.A. | VENTALAIR MAX | 17AA412425 | AEROSOL GENERATOR | EBOS GROUP PTY LTD | BROKEN HILL | BHHS, PALIATIVE CARE | BHHS, PALIATIVE CARE | 165 | 43356
A07249 | NEBULIZERFLAEM NUOVA S.P.A.VENTALAIR MAX | NEBULIZER | FLAEM NUOVA S.P.A. | VENTALAIR MAX | 17AA412427 | AEROSOL GENERATOR | EBOS GROUP PTY LTD | BROKEN HILL | BHHS, PALIATIVE CARE | BHHS, PALIATIVE CARE | 165 | 43356
A07250 | ECG, MACHINEPHILIPS MEDICAL SYSTEMSTC50 | ECG, MACHINE | PHILIPS MEDICAL SYSTEMS | TC50 | CN81840688 | ECG MACHINE | PHILIPS HEALTHCARE | TIBOOBURRA | TIBOOBURRA | TIBOOBURRA | 10800 | 43356
A07251 | BATTERY, SECONDARYMOLI ENERGY CORP.453564509341 | BATTERY, SECONDARY | MOLI ENERGY CORP. | 453564509341 | 1193 | TC50 BATTERY | PHILIPS HEALTHCARE | TIBOOBURRA | TIBOOBURRA | TIBOOBURRA | 0 | 43356
A07253 | VENTILATOR, ADULTMAQUETSERVO-U | VENTILATOR, ADULT | MAQUET | SERVO-U | 26261 |  | GETINGE GROUP | BROKEN HILL | BHHS, ICU/CCU | BHHS, ICU/CCU | 60092.31 | 43364
A07254 | BATTERY, SECONDARYMAQUET64 87 180 | BATTERY, SECONDARY | MAQUET | 64 87 180 |  | BATTERY MODULE, 12V 3500MAH NMH | GETINGE GROUP | BROKEN HILL | BHHS, ICU/CCU | BHHS, ICU/CCU | 0 | 43364
A07255 | BATTERY, SECONDARYMAQUET64 87 180 | BATTERY, SECONDARY | MAQUET | 64 87 180 |  | BATTERY MODULE, 12V 3500MAH NMH | GETINGE GROUP | BROKEN HILL | BHHS, ICU/CCU | BHHS, ICU/CCU | 0 | 43364
A07256 | ALTERNATING-PRESSURE MATTRESS SYSTEMHARVEST HEALTHCARECAVALIER 2 | ALTERNATING-PRESSURE MATTRESS SYSTEM | HARVEST HEALTHCARE | CAVALIER 2 | 20170506 |  | HARVEST HEALTHCARE | BROKEN HILL | BHHS, OCCUPATIONAL THERAPY |  | 0 | 43376
A07257 | MIXER, DENTAL, AMALGAMSDIULTRAMAT 2 | MIXER, DENTAL, AMALGAM | SDI | ULTRAMAT 2 | 142041 | AMALGAMATOR | SDI LIMITED | BROKEN HILL | COMMUNITY HEALTH CENTRE | DENTAL | 728.07 | 43384
A07258 | MIXER, DENTAL, AMALGAMSDIULTRAMAT 2 | MIXER, DENTAL, AMALGAM | SDI | ULTRAMAT 2 | 142039 | AMALGAMATOR | SDI LIMITED | BROKEN HILL | COMMUNITY HEALTH CENTRE | DENTAL | 728.07 | 43384
A07259 | MIXER, DENTAL, AMALGAMSDIULTRAMAT 2 | MIXER, DENTAL, AMALGAM | SDI | ULTRAMAT 2 | 142040 | AMALGAMATOR | SDI LIMITED | BROKEN HILL | COMMUNITY HEALTH CENTRE | DENTAL | 728.07 | 43384
A07260 | MIXER, DENTAL, AMALGAMSDIULTRAMAT 2 | MIXER, DENTAL, AMALGAM | SDI | ULTRAMAT 2 | 142038 | AMALGAMATOR | SDI LIMITED | BROKEN HILL | COMMUNITY HEALTH CENTRE | DENTAL | 728.07 | 43384
A07261 | CURING UNIT, DENTAL LABORATORYSDIRADII PLUS | CURING UNIT, DENTAL LABORATORY | SDI | RADII PLUS | 74858 | LED CURING LIGHT | HENRY SCHEIN/ HALAS | BROKEN HILL | COMMUNITY HEALTH CENTRE | DENTAL | 1003.21 | 43384
A07262 | CURING UNIT, DENTAL LABORATORYSDIRADII PLUS | CURING UNIT, DENTAL LABORATORY | SDI | RADII PLUS | 74860 | LED CURING LIGHT | HENRY SCHEIN/ HALAS | BROKEN HILL | COMMUNITY HEALTH CENTRE | DENTAL | 1003.21 | 43384
A07263 | CURING UNIT, DENTAL LABORATORYSDIRADII PLUS | CURING UNIT, DENTAL LABORATORY | SDI | RADII PLUS | 74859 | LED CURING LIGHT | HENRY SCHEIN/ HALAS | BROKEN HILL | COMMUNITY HEALTH CENTRE | DENTAL | 1003.21 | 43384
A07264 | CURING UNIT, DENTAL LABORATORYSDIRADII PLUS | CURING UNIT, DENTAL LABORATORY | SDI | RADII PLUS | 74857 | LED CURING LIGHT | HENRY SCHEIN/ HALAS | BROKEN HILL | COMMUNITY HEALTH CENTRE | DENTAL | 1003.21 | 43384
A07265 | ALTERNATING-PRESSURE MATTRESS SYSTEMCARILEXSR361 | ALTERNATING-PRESSURE MATTRESS SYSTEM | CARILEX | SR361 | 2I062074 | DUAL PLUS |  | BROKEN HILL | BHHS, PALIATIVE CARE | BHHS, PALIATIVE CARE | 3950 | 43385
A07266 | ALTERNATING-PRESSURE MATTRESS SYSTEMCARILEXSR361 | ALTERNATING-PRESSURE MATTRESS SYSTEM | CARILEX | SR361 | 2I063398 | DUAL PLUS |  | BROKEN HILL | BHHS, PALIATIVE CARE | BHHS, PALIATIVE CARE | 3950 | 43385
A07267 | BATH, ULTRASONICCOLTENEUC150 | BATH, ULTRASONIC | COLTENE | UC150 | 171026013 |  | HENRY SCHEIN/ HALAS | BROKEN HILL | COMMUNITY HEALTH CENTRE | DENTAL | 2174 | 43392
A07268 | BATH, ULTRASONICCOLTENEUC150 | BATH, ULTRASONIC | COLTENE | UC150 | 171101008 |  | HENRY SCHEIN/ HALAS | BROKEN HILL | COMMUNITY HEALTH CENTRE | DENTAL | 2174 | 43392
A07269 | BATH, ULTRASONICCOLTENEUC150 | BATH, ULTRASONIC | COLTENE | UC150 | 171107007 |  | HENRY SCHEIN/ HALAS | BROKEN HILL | COMMUNITY HEALTH CENTRE | DENTAL | 2174 | 43392
A07270 | BATH, ULTRASONICCOLTENEUC150 | BATH, ULTRASONIC | COLTENE | UC150 | 171101003 |  | HENRY SCHEIN/ HALAS | BROKEN HILL | COMMUNITY HEALTH CENTRE | DENTAL | 2174 | 43392
A07271 | PUMP, BREAST, POWEREDMEDELASYMPHONY | PUMP, BREAST, POWERED | MEDELA | SYMPHONY | 1727373 | BREAST PUMP |  | BROKEN HILL | BHHS, OBU |  | 0 | 43397
A07272 | ULTRASOUND SYSTEM, IMAGING, GENERAL-PURPOSEBARDSITE-RITE 8 | ULTRASOUND SYSTEM, IMAGING, GENERAL-PURPOSE | BARD | SITE-RITE 8 | DYCPAD507 | REF: 9770550 SUPPLIED BY FRESENIUS MEDICAL CARE AS PART OF THE RENAL CONTRACT | BARD AUSTRALIA PTY LTD | BROKEN HILL | BHHS, RENAL DIALYSIS |  | 0 | 43403
A07273 | LIGHT, EXAMINATION, MOBILEDALCROSSFLEXLED15 | LIGHT, EXAMINATION, MOBILE | DALCROSS | FLEXLED15 | 1722-00236 |  | DALCROSS | BROKEN HILL | BHHS, ONCOLOGY | BHHS, ONCOLOGY | 995 | 43403
A07275 | PHYSIOLOGIC MONITORING SYSTEMPHILIPS MEDICAL SYSTEMS866062 | PHYSIOLOGIC MONITORING SYSTEM | PHILIPS MEDICAL SYSTEMS | 866062 | DE351D0954 | INTELLIVUE MX450 PATIENT MONITOR | PHILIPS HEALTHCARE | BROKEN HILL | BHHS, A&E | CUBICLE 3 | 5700 | 43412
A07275BAT | BATTERY, SECONDARYPHILIPS MEDICAL SYSTEMS989803135861 | BATTERY, SECONDARY | PHILIPS MEDICAL SYSTEMS | 989803135861 |  | INTELLIVUE MX500 BATTERY | PHILIPS HEALTHCARE | BROKEN HILL | BHHS, A&E | CUBICLE 3 | 0 | 43412
A07276 | PHYSIOLOGIC MONITORING SYSTEMPHILIPS MEDICAL SYSTEMS866062 | PHYSIOLOGIC MONITORING SYSTEM | PHILIPS MEDICAL SYSTEMS | 866062 | DE351D0953 | INTELLIVUE MX450 PATIENT MONITOR | PHILIPS HEALTHCARE | BROKEN HILL | BHHS, A&E | BHHS, A&E | 5700 | 43412
A07276BAT | BATTERY, SECONDARYPHILIPS MEDICAL SYSTEMS989803135861 | BATTERY, SECONDARY | PHILIPS MEDICAL SYSTEMS | 989803135861 |  | INTELLIVUE MX500 BATTERY | PHILIPS HEALTHCARE | BROKEN HILL | BHHS, A&E | BHHS, A&E | 0 | 43412
A07277 | PATIENT MONITORPHILIPS MEDICAL SYSTEMS865240 | PATIENT MONITOR | PHILIPS MEDICAL SYSTEMS | 865240 | DE50874515 | INTELLIVUE MX800 PATIENT MONITOR | PHILIPS HEALTHCARE | BROKEN HILL | BHHS, ICU/CCU | ICU BED 2 | 12054 | 43412
A07278 | PATIENT MONITORPHILIPS MEDICAL SYSTEMS865240 | PATIENT MONITOR | PHILIPS MEDICAL SYSTEMS | 865240 | DE50874514 | INTELLIVUE MX800 PATIENT MONITOR | PHILIPS HEALTHCARE | BROKEN HILL | BHHS, THEATRE | OP03 | 12054 | 43412
A07279 | PATIENT MONITORPHILIPS MEDICAL SYSTEMS865240 | PATIENT MONITOR | PHILIPS MEDICAL SYSTEMS | 865240 | DE50873498 | INTELLIVUE MX800 PATIENT MONITOR | PHILIPS HEALTHCARE | BROKEN HILL | BHHS, ICU/CCU | ICU BED 1 | 12054 | 43412
A07280 | PATIENT MONITORPHILIPS MEDICAL SYSTEMS865240 | PATIENT MONITOR | PHILIPS MEDICAL SYSTEMS | 865240 | DE50873519 | INTELLIVUE MX800 PATIENT MONITOR | PHILIPS HEALTHCARE | BROKEN HILL | BHHS, ICU/CCU | CC03 | 10723 | 43412
A07281 | PATIENT MONITORPHILIPS MEDICAL SYSTEMS865240 | PATIENT MONITOR | PHILIPS MEDICAL SYSTEMS | 865240 | DE50873515 | INTELLIVUE MX800 PATIENT MONITOR | PHILIPS HEALTHCARE | BROKEN HILL | BHHS, A&E | RESUS 3 | 10723 | 43412
A07282 | PATIENT MONITORPHILIPS MEDICAL SYSTEMS865240 | PATIENT MONITOR | PHILIPS MEDICAL SYSTEMS | 865240 | DE50873338 | INTELLIVUE MX800 PATIENT MONITOR | PHILIPS HEALTHCARE | BROKEN HILL | BHHS, A&E | RESUS 2 | 10723 | 43412
A07283 | PATIENT MONITORPHILIPS MEDICAL SYSTEMS865240 | PATIENT MONITOR | PHILIPS MEDICAL SYSTEMS | 865240 | DE50874522 | INTELLIVUE MX800 PATIENT MONITOR | PHILIPS HEALTHCARE | BROKEN HILL | BHHS, A&E | RESUS 1 | 10723 | 43412
A07284 | PATIENT MONITORPHILIPS MEDICAL SYSTEMS865240 | PATIENT MONITOR | PHILIPS MEDICAL SYSTEMS | 865240 | DE50874518 | INTELLIVUE MX800 PATIENT MONITOR | PHILIPS HEALTHCARE | BROKEN HILL | BHHS, THEATRE | OP02 | 10723 | 43412
A07285 | PATIENT MONITORPHILIPS MEDICAL SYSTEMS865240 | PATIENT MONITOR | PHILIPS MEDICAL SYSTEMS | 865240 | DE50874504 | INTELLIVUE MX800 PATIENT MONITOR | PHILIPS HEALTHCARE | BROKEN HILL | BHHS, THEATRE | OP04 | 10723 | 43412
A07286 | PHYSIOLOGIC MONITORING SYSTEMPHILIPS MEDICAL SYSTEMS866064 | PHYSIOLOGIC MONITORING SYSTEM | PHILIPS MEDICAL SYSTEMS | 866064 | DE351D5132 | INTELLIVUE MX500 PATIENT MONITOR | PHILIPS HEALTHCARE | BROKEN HILL | BHHS, ICU/CCU | CC05 | 6595 | 43412
A07286BAT | BATTERY, SECONDARYPHILIPS MEDICAL SYSTEMS989803135861 | BATTERY, SECONDARY | PHILIPS MEDICAL SYSTEMS | 989803135861 |  | INTELLIVUE MX500 BATTERY | PHILIPS HEALTHCARE | BROKEN HILL | BHHS, ICU/CCU | CC05 | 0 | 43412
A07287 | PHYSIOLOGIC MONITORING SYSTEMPHILIPS MEDICAL SYSTEMS866064 | PHYSIOLOGIC MONITORING SYSTEM | PHILIPS MEDICAL SYSTEMS | 866064 | DE351D5131 | INTELLIVUE MX500 PATIENT MONITOR | PHILIPS HEALTHCARE | BROKEN HILL | BHHS, ICU/CCU | CC04 | 6595 | 43412
A07287BAT | BATTERY, SECONDARYPHILIPS MEDICAL SYSTEMS989803135861 | BATTERY, SECONDARY | PHILIPS MEDICAL SYSTEMS | 989803135861 |  | INTELLIVUE MX500 BATTERY | PHILIPS HEALTHCARE | BROKEN HILL | BHHS, ICU/CCU | CC04 | 0 | 43412
A07288 | PHYSIOLOGIC MONITORING SYSTEMPHILIPS MEDICAL SYSTEMS867030 | PHYSIOLOGIC MONITORING SYSTEM | PHILIPS MEDICAL SYSTEMS | 867030 | DE61127030 | INTELLIVUE X3 | PHILIPS HEALTHCARE | BROKEN HILL | BHHS, ICU/CCU | ICU BED 1 | 5684 | 43412
A07288BAT | BATTERY, SECONDARYPHILIPS MEDICAL SYSTEMS989803196521 | BATTERY, SECONDARY | PHILIPS MEDICAL SYSTEMS | 989803196521 |  | INTELLIVUE X3 BATTERY | PHILIPS HEALTHCARE | BROKEN HILL | BHHS, ICU/CCU | ICU BED 1 | 0 | 43412
A07289 | PHYSIOLOGIC MONITORING SYSTEMPHILIPS MEDICAL SYSTEMS867030 | PHYSIOLOGIC MONITORING SYSTEM | PHILIPS MEDICAL SYSTEMS | 867030 | DE61127007 | INTELLIVUE X3 | PHILIPS HEALTHCARE | BROKEN HILL | BHHS, A&E | BHHS, A&E | 5684 | 43412
A07289BAT | BATTERY, SECONDARYPHILIPS MEDICAL SYSTEMS989803196521 | BATTERY, SECONDARY | PHILIPS MEDICAL SYSTEMS | 989803196521 |  | INTELLIVUE X3 BATTERY | PHILIPS HEALTHCARE | BROKEN HILL | BHHS, A&E | BHHS, A&E | 0 | 43412
A07290 | PHYSIOLOGIC MONITORING SYSTEMPHILIPS MEDICAL SYSTEMS867030 | PHYSIOLOGIC MONITORING SYSTEM | PHILIPS MEDICAL SYSTEMS | 867030 | DE61127020 | INTELLIVUE X3 | PHILIPS HEALTHCARE | BROKEN HILL | BHHS, A&E | RESUS 1 | 5684 | 43412
A07290BAT | BATTERY, SECONDARYPHILIPS MEDICAL SYSTEMS989803196521 | BATTERY, SECONDARY | PHILIPS MEDICAL SYSTEMS | 989803196521 |  | INTELLIVUE X3 BATTERY | PHILIPS HEALTHCARE | BROKEN HILL | BHHS, A&E | RESUS 1 | 0 | 43412
A07291 | PHYSIOLOGIC MONITORING SYSTEMPHILIPS MEDICAL SYSTEMS867030 | PHYSIOLOGIC MONITORING SYSTEM | PHILIPS MEDICAL SYSTEMS | 867030 | DE61127010 | INTELLIVUE X3 | PHILIPS HEALTHCARE | BROKEN HILL | BHHS, A&E | CUBICLE 3 | 5684 | 43412
A07291BAT | BATTERY, SECONDARYPHILIPS MEDICAL SYSTEMS989803196521 | BATTERY, SECONDARY | PHILIPS MEDICAL SYSTEMS | 989803196521 |  | INTELLIVUE X3 BATTERY | PHILIPS HEALTHCARE | BROKEN HILL | BHHS, A&E | CUBICLE 3 | 0 | 43412
A07292 | PHYSIOLOGIC MONITORING SYSTEMPHILIPS MEDICAL SYSTEMS867030 | PHYSIOLOGIC MONITORING SYSTEM | PHILIPS MEDICAL SYSTEMS | 867030 | DE61127051 | INTELLIVUE X3 | PHILIPS HEALTHCARE | BROKEN HILL | BHHS, A&E | RESUS 3 | 5684 | 43412
A07292BAT | BATTERY, SECONDARYPHILIPS MEDICAL SYSTEMS989803196521 | BATTERY, SECONDARY | PHILIPS MEDICAL SYSTEMS | 989803196521 |  | INTELLIVUE X3 BATTERY | PHILIPS HEALTHCARE | BROKEN HILL | BHHS, A&E | RESUS 3 | 0 | 43412
A07293 | PHYSIOLOGIC MONITORING SYSTEMPHILIPS MEDICAL SYSTEMS867030 | PHYSIOLOGIC MONITORING SYSTEM | PHILIPS MEDICAL SYSTEMS | 867030 | DE61127178 | INTELLIVUE X3 | PHILIPS HEALTHCARE | BROKEN HILL | BHHS, A&E | RESUS 2 | 5684 | 43412
A07293BAT | BATTERY, SECONDARYPHILIPS MEDICAL SYSTEMS989803196521 | BATTERY, SECONDARY | PHILIPS MEDICAL SYSTEMS | 989803196521 |  | INTELLIVUE X3 BATTERY | PHILIPS HEALTHCARE | BROKEN HILL | BHHS, A&E | RESUS 2 | 0 | 43412
A07294 | MONITOR, BEDSIDE, RESPIRATION, EXHALED CARBON DIOXIDEPHILIPS MEDICAL SYSTEMS867041 | MONITOR, BEDSIDE, RESPIRATION, EXHALED CARBON DIOXIDE | PHILIPS MEDICAL SYSTEMS | 867041 | DE61406561 | INTELLIVUE MICROSTREAM EXTENSION | PHILIPS HEALTHCARE | BROKEN HILL | BHHS, A&E | CUBICLE 1 | 4987 | 43411
A07295 | MONITOR, BEDSIDE, RESPIRATION, EXHALED CARBON DIOXIDEPHILIPS MEDICAL SYSTEMS867041 | MONITOR, BEDSIDE, RESPIRATION, EXHALED CARBON DIOXIDE | PHILIPS MEDICAL SYSTEMS | 867041 | DE61406582 | INTELLIVUE MICROSTREAM EXTENSION | PHILIPS HEALTHCARE | BROKEN HILL | BHHS, ICU/CCU | ICU BED 1 | 4987 | 43412
A07296 | MONITOR, BEDSIDE, RESPIRATION, EXHALED CARBON DIOXIDEPHILIPS MEDICAL SYSTEMS867041 | MONITOR, BEDSIDE, RESPIRATION, EXHALED CARBON DIOXIDE | PHILIPS MEDICAL SYSTEMS | 867041 | DE61406584 | INTELLIVUE MICROSTREAM EXTENSION | PHILIPS HEALTHCARE | BROKEN HILL | BHHS, ICU/CCU | ICU BED 2 | 4987 | 43412
A07297 | LIGHT, EXAMINATION, MOBILEDALCROSSFLEXLED15 | LIGHT, EXAMINATION, MOBILE | DALCROSS | FLEXLED15 | 1722-00203 |  | DALCROSS | BROKEN HILL | BHHS, SPECIALIST CLINIC | SC19 | 995 | 43412
A07298 | PHYSIOLOGIC MONITORING SYSTEMPHILIPS MEDICAL SYSTEMS867030 | PHYSIOLOGIC MONITORING SYSTEM | PHILIPS MEDICAL SYSTEMS | 867030 | DE61130231 | INTELLIVUE X3 | PHILIPS HEALTHCARE | BROKEN HILL | BHHS, ICU/CCU | CC04 | 5684 | 43412
A07298BAT | BATTERY, SECONDARYPHILIPS MEDICAL SYSTEMS989803196521 | BATTERY, SECONDARY | PHILIPS MEDICAL SYSTEMS | 989803196521 |  | INTELLIVUE X3 BATTERY | PHILIPS HEALTHCARE | BROKEN HILL | BHHS, ICU/CCU | CC04 | 0 | 43417
A07299 | PHYSIOLOGIC MONITORING SYSTEMPHILIPS MEDICAL SYSTEMS867030 | PHYSIOLOGIC MONITORING SYSTEM | PHILIPS MEDICAL SYSTEMS | 867030 | DE61130296 | INTELLIVUE X3 | PHILIPS HEALTHCARE | BROKEN HILL | BHHS, ICU/CCU | CC03 | 5684 | 43412
A07299BAT | BATTERY, SECONDARYPHILIPS MEDICAL SYSTEMS989803196521 | BATTERY, SECONDARY | PHILIPS MEDICAL SYSTEMS | 989803196521 |  | INTELLIVUE X3 BATTERY | PHILIPS HEALTHCARE | BROKEN HILL | BHHS, ICU/CCU | CC03 | 0 | 43417
A07300 | PHYSIOLOGIC MONITORING SYSTEMPHILIPS MEDICAL SYSTEMS867030 | PHYSIOLOGIC MONITORING SYSTEM | PHILIPS MEDICAL SYSTEMS | 867030 | DE61130445 | INTELLIVUE X3 | PHILIPS HEALTHCARE | BROKEN HILL | BHHS, ICU/CCU | CC05 | 5684 | 43412
A07300BAT | BATTERY, SECONDARYPHILIPS MEDICAL SYSTEMS989803196521 | BATTERY, SECONDARY | PHILIPS MEDICAL SYSTEMS | 989803196521 |  | INTELLIVUE X3 BATTERY | PHILIPS HEALTHCARE | BROKEN HILL | BHHS, ICU/CCU | CC05 | 0 | 43417
A07301 | PHYSIOLOGIC MONITORING SYSTEMPHILIPS MEDICAL SYSTEMS867030 | PHYSIOLOGIC MONITORING SYSTEM | PHILIPS MEDICAL SYSTEMS | 867030 | DE61130295 | INTELLIVUE X3 | PHILIPS HEALTHCARE | BROKEN HILL | BHHS, ICU/CCU | ICU BED 2 | 5684 | 43412
A07301BAT | BATTERY, SECONDARYPHILIPS MEDICAL SYSTEMS989803196521 | BATTERY, SECONDARY | PHILIPS MEDICAL SYSTEMS | 989803196521 |  | INTELLIVUE X3 BATTERY | PHILIPS HEALTHCARE | BROKEN HILL | BHHS, ICU/CCU | ICU BED 2 | 0 | 43417
A07302 | PHYSIOLOGIC MONITORING SYSTEMPHILIPS MEDICAL SYSTEMS867030 | PHYSIOLOGIC MONITORING SYSTEM | PHILIPS MEDICAL SYSTEMS | 867030 | DE61130347 | INTELLIVUE X3 | PHILIPS HEALTHCARE | BROKEN HILL | BHHS, THEATRE | OP04 | 5684 | 43412
A07302BAT | BATTERY, SECONDARYPHILIPS MEDICAL SYSTEMS989803196521 | BATTERY, SECONDARY | PHILIPS MEDICAL SYSTEMS | 989803196521 |  | INTELLIVUE X3 BATTERY | PHILIPS HEALTHCARE | BROKEN HILL | BHHS, THEATRE | OP04 | 0 | 43417
A07303 | PHYSIOLOGIC MONITORING SYSTEMPHILIPS MEDICAL SYSTEMS867030 | PHYSIOLOGIC MONITORING SYSTEM | PHILIPS MEDICAL SYSTEMS | 867030 | DE61130324 | INTELLIVUE X3 | PHILIPS HEALTHCARE | BROKEN HILL | BHHS, THEATRE | OP03 | 5684 | 43412
A07303BAT | BATTERY, SECONDARYPHILIPS MEDICAL SYSTEMS989803196521 | BATTERY, SECONDARY | PHILIPS MEDICAL SYSTEMS | 989803196521 |  | INTELLIVUE X3 BATTERY | PHILIPS HEALTHCARE | BROKEN HILL | BHHS, THEATRE | OP03 | 0 | 43417
A07304 | PHYSIOLOGIC MONITORING SYSTEMPHILIPS MEDICAL SYSTEMS867030 | PHYSIOLOGIC MONITORING SYSTEM | PHILIPS MEDICAL SYSTEMS | 867030 | DE61130475 | INTELLIVUE X3 | PHILIPS HEALTHCARE | BROKEN HILL | BHHS, THEATRE | OP02 | 5684 | 43412
A07304BAT | BATTERY, SECONDARYPHILIPS MEDICAL SYSTEMS989803196521 | BATTERY, SECONDARY | PHILIPS MEDICAL SYSTEMS | 989803196521 |  | INTELLIVUE X3 BATTERY | PHILIPS HEALTHCARE | BROKEN HILL | BHHS, THEATRE | OP02 | 0 | 43417
A07305 | SCALESWEDDERBURNWM401 | SCALES | WEDDERBURN | WM401 | WE400515 | CHAIR SCALES | WEDDERBURN SCALES | BROKEN HILL | BHHS, SUB ACUTE REHAB | SUB ACUTE REHAB | 0 | 43430
A07306 | PATIENT MONITORING SYSTEM MODULE, INTERFACINGPHILIPS MEDICAL SYSTEMSM8048A | PATIENT MONITORING SYSTEM MODULE, INTERFACING | PHILIPS MEDICAL SYSTEMS | M8048A | DE439F3375 | FLEXIBLE MODULE SERVER (FMS) | PHILIPS HEALTHCARE | BROKEN HILL | BHHS, THEATRE | OP02 | 0 | 43432
A07307 | PATIENT MONITORING SYSTEM MODULE, INTERFACINGPHILIPS MEDICAL SYSTEMSM8048A | PATIENT MONITORING SYSTEM MODULE, INTERFACING | PHILIPS MEDICAL SYSTEMS | M8048A | DE439F3383 | FLEXIBLE MODULE SERVER (FMS) | PHILIPS HEALTHCARE | BROKEN HILL | BHHS, THEATRE | OP03 | 0 | 43432
A07308 | PATIENT MONITORING SYSTEM MODULE, INTERFACINGPHILIPS MEDICAL SYSTEMSM8048A | PATIENT MONITORING SYSTEM MODULE, INTERFACING | PHILIPS MEDICAL SYSTEMS | M8048A | DE439F3378 | FLEXIBLE MODULE SERVER (FMS) | PHILIPS HEALTHCARE | BROKEN HILL | BHHS, THEATRE | OP02 | 0 | 43432
A07309 | PATIENT MONITORING SYSTEM MODULE, INTERFACINGPHILIPS MEDICAL SYSTEMS865243 | PATIENT MONITORING SYSTEM MODULE, INTERFACING | PHILIPS MEDICAL SYSTEMS | 865243 | DE12374212 | FLEXIBLE MODULE SERVER (FMS) | PHILIPS HEALTHCARE | BROKEN HILL | BHHS, A&E | RESUS 1 | 0 | 43432
A07310 | PATIENT MONITORING SYSTEM MODULE, INTERFACINGPHILIPS MEDICAL SYSTEMS865243 | PATIENT MONITORING SYSTEM MODULE, INTERFACING | PHILIPS MEDICAL SYSTEMS | 865243 | DE12373228 | FLEXIBLE MODULE SERVER (FMS) | PHILIPS HEALTHCARE | BROKEN HILL | BHHS, A&E | RESUS 2 | 0 | 43432
A07311 | PATIENT MONITORING SYSTEM MODULE, INTERFACINGPHILIPS MEDICAL SYSTEMS865243 | PATIENT MONITORING SYSTEM MODULE, INTERFACING | PHILIPS MEDICAL SYSTEMS | 865243 | DE12374214 | FLEXIBLE MODULE SERVER (FMS) | PHILIPS HEALTHCARE | BROKEN HILL | BHHS, A&E | RESUS 3 | 0 | 43432
A07312 | PATIENT MONITORING SYSTEM MODULE, INTERFACINGPHILIPS MEDICAL SYSTEMS865243 | PATIENT MONITORING SYSTEM MODULE, INTERFACING | PHILIPS MEDICAL SYSTEMS | 865243 | DE12373226 | FLEXIBLE MODULE SERVER (FMS) | PHILIPS HEALTHCARE | BROKEN HILL | BHHS, ICU/CCU | CC03 | 0 | 43432
A07313 | PATIENT MONITORING SYSTEM MODULE, INTERFACINGPHILIPS MEDICAL SYSTEMS865243 | PATIENT MONITORING SYSTEM MODULE, INTERFACING | PHILIPS MEDICAL SYSTEMS | 865243 | DE12373224 | FLEXIBLE MODULE SERVER (FMS) | PHILIPS HEALTHCARE | BROKEN HILL | BHHS, ICU/CCU | ICU BED 1 | 0 | 43432
A07314 | PATIENT MONITORING SYSTEM MODULE, INTERFACINGPHILIPS MEDICAL SYSTEMS865243 | PATIENT MONITORING SYSTEM MODULE, INTERFACING | PHILIPS MEDICAL SYSTEMS | 865243 | DE12373230 | FLEXIBLE MODULE SERVER (FMS) | PHILIPS HEALTHCARE | BROKEN HILL | BHHS, ICU/CCU | ICU BED 2 | 0 | 43432
A07315 | TABLE, EXAMINATION/TREATMENTDALCROSS1243EB | TABLE, EXAMINATION/TREATMENT | DALCROSS | 1243EB | 1253-0924-003 | SOLARIS 3 MOTOR EXAM BED | DALCROSS PRODUCTS PTY LTD | BROKEN HILL | BHHS, SPECIALIST CLINIC | BHHS, SPECIALIST CLINIC | 0 | 43433
A07316 | BATTERY CHARGERLINAKCHJ20000020J011 | BATTERY CHARGER | LINAK | CHJ20000020J011 |  | REPLACED BATTERY CHARGER A03686 | KNK EQUIPMENT | BROKEN HILL | BHHS, PADP | BHHS, PADP | 196 | 43433
A07317 | ENDOSCOPIC VIDEO IMAGING SYSTEMSMITH & NEPHEW72204354 | ENDOSCOPIC VIDEO IMAGING SYSTEM | SMITH & NEPHEW | 72204354 | EEI3343 | LENS INTEGRATED SYSTEM | SMITH&NEPHEW | BROKEN HILL | BHHS, THEATRE | BHHS, THEATRE | 12300 | 43437
A07321 | SCALE, PATIENT, FLOORSECA CORP703 7821009 | SCALE, PATIENT, FLOOR | SECA CORP | 703 7821009 | 5703189175448 |  | ECOMED | WHITE CLIFFS | WHITE CLIFFS | WHITE CLIFFS | 0 | 42979
A07322 | HEMODIALYSIS UNITFRESENIUS5008 | HEMODIALYSIS UNIT | FRESENIUS | 5008 | 7VEAHQ77 |  | FRESENIUS MEDICAL CARE | BROKEN HILL | BHHS, RENAL DIALYSIS | CHAIR 5 | 0 | 43304
A07323 | HEMODIALYSIS UNITFRESENIUS5008 | HEMODIALYSIS UNIT | FRESENIUS | 5008 | 8VEAJJ99 |  | FRESENIUS MEDICAL CARE | BROKEN HILL | BHHS, RENAL DIALYSIS | CHAIR 4 | 0 | 43304
A07324 | HEMODIALYSIS UNITFRESENIUS5008 | HEMODIALYSIS UNIT | FRESENIUS | 5008 | 8VEAJK00 |  | FRESENIUS MEDICAL CARE | BROKEN HILL | BHHS, RENAL DIALYSIS |  | 0 | 43304
A07325 | HEMODIALYSIS UNITFRESENIUS5008 | HEMODIALYSIS UNIT | FRESENIUS | 5008 | 8VEAJP27 |  | FRESENIUS MEDICAL CARE | BROKEN HILL | BHHS, RENAL DIALYSIS | CHAIR 3 | 0 | 43304
A07326 | HEMODIALYSIS UNITFRESENIUS5008 | HEMODIALYSIS UNIT | FRESENIUS | 5008 | 8VEAJP28 |  | FRESENIUS MEDICAL CARE | BROKEN HILL | BHHS, RENAL DIALYSIS | CHAIR 6 | 0 | 43304
A07327 | HEMODIALYSIS UNITFRESENIUS5008 | HEMODIALYSIS UNIT | FRESENIUS | 5008 | 8VEAJP29 |  | FRESENIUS MEDICAL CARE | BROKEN HILL | BHHS, RENAL DIALYSIS | CHAIR 1 | 0 | 43304
A07328 | HEMODIALYSIS UNITFRESENIUS5008 | HEMODIALYSIS UNIT | FRESENIUS | 5008 | 8VEAJP30 |  | FRESENIUS MEDICAL CARE | BROKEN HILL | BHHS, RENAL DIALYSIS | CHAIR 2 | 0 | 43304
A07329 | CHAIR, EXAMINATION AND TREATMENTFRESENIUST688 | CHAIR, EXAMINATION AND TREATMENT | FRESENIUS | T688 | 688T05183042 |  | FRESENIUS MEDICAL CARE | BROKEN HILL | BHHS, RENAL DIALYSIS | CHAIR 2 | 0 | 43304
A07330 | CHAIR, EXAMINATION AND TREATMENTFRESENIUST688 | CHAIR, EXAMINATION AND TREATMENT | FRESENIUS | T688 | 688T05183037 |  | FRESENIUS MEDICAL CARE | BROKEN HILL | BHHS, RENAL DIALYSIS | CHAIR 4 | 0 | 43304
A07331 | CHAIR, EXAMINATION AND TREATMENTFRESENIUST688 | CHAIR, EXAMINATION AND TREATMENT | FRESENIUS | T688 | 688T05183038 |  | FRESENIUS MEDICAL CARE | BROKEN HILL | BHHS, RENAL DIALYSIS |  | 0 | 43304
A07332 | CHAIR, EXAMINATION AND TREATMENTFRESENIUST688 | CHAIR, EXAMINATION AND TREATMENT | FRESENIUS | T688 | 688T05183041 |  | FRESENIUS MEDICAL CARE | BROKEN HILL | BHHS, RENAL DIALYSIS | CHAIR 6 | 0 | 43304
A07333 | CHAIR, EXAMINATION AND TREATMENTFRESENIUST688 | CHAIR, EXAMINATION AND TREATMENT | FRESENIUS | T688 | 688T05183039 |  | FRESENIUS MEDICAL CARE | BROKEN HILL | BHHS, RENAL DIALYSIS | CHAIR 5 | 0 | 43304
A07334 | CHAIR, EXAMINATION AND TREATMENTFRESENIUST688 | CHAIR, EXAMINATION AND TREATMENT | FRESENIUS | T688 | 688T05183036 |  | FRESENIUS MEDICAL CARE | BROKEN HILL | BHHS, RENAL DIALYSIS | CHAIR 3 | 0 | 43304
A07335 | CHAIR, EXAMINATION AND TREATMENTFRESENIUST688 | CHAIR, EXAMINATION AND TREATMENT | FRESENIUS | T688 | 688T05183040 |  | FRESENIUS MEDICAL CARE | BROKEN HILL | BHHS, RENAL DIALYSIS | CHAIR 1 | 0 | 43304
A07336 | TRAINING MODEL, PHYSIOLOGICAL, HAEMODYNAMIC MONITORINGISIMULATEALSI | TRAINING MODEL, PHYSIOLOGICAL, HAEMODYNAMIC MONITORING | ISIMULATE | ALSI |  | IPAD SERIAL NO. DMQX1R8HJF8J IPAD PRO SERIAL NO. DLXWR0MEJ262 | ISIMULATE | BROKEN HILL | BHHS, NURSE EDUCATOR |  | 14490 | 43451
A07337 | DRILL HANDPIECE, SURGICAL, BATTERY-POWEREDVIDACAREEZ-IO | DRILL HANDPIECE, SURGICAL, BATTERY-POWERED | VIDACARE | EZ-IO | J79110 |  | TELEFLEX MEDICAL AUSTRALIA | BROKEN HILL | BHHS, ICU/CCU | BHHS, ICU/CCU | 0 | 43454
A07338 | DRILL HANDPIECE, SURGICAL, BATTERY-POWEREDVIDACAREEZ-IO | DRILL HANDPIECE, SURGICAL, BATTERY-POWERED | VIDACARE | EZ-IO | J79109 |  | TELEFLEX MEDICAL AUSTRALIA | BROKEN HILL | BHHS, A&E | BHHS, A&E | 0 | 43455
A07339 | TROLLEY, ELECTROMECHANICAL DEVICEACCUVEINHF470 | TROLLEY, ELECTROMECHANICAL DEVICE | ACCUVEIN | HF470 | HF18300115 | HANDS FREE STAND WITH CHARGER | EVOMED PTY LTD | BROKEN HILL | BHHS, A&E | BHHS, A&E | 1500 | 43479
A07340 | BATTERY, SECONDARYMASTER INSTRUMENTSDR202SH | BATTERY, SECONDARY | MASTER INSTRUMENTS | DR202SH |  | TC50 BATTERY | MASTER INSTRUMENTS | IVANHOE | IVANHOE | IVANHOE | 78 | 43479
A07341 | BATTERY, SECONDARYMASTER INSTRUMENTSDR202SH | BATTERY, SECONDARY | MASTER INSTRUMENTS | DR202SH |  | TC50 BATTERY | MASTER INSTRUMENTS | IVANHOE | IVANHOE | IVANHOE | 78 | 43479
A07343 | DEFIBRILLATOR/MONITOR, PACEMAKERPHYSIO-CONTROL INC.V15-5-000014 | DEFIBRILLATOR/MONITOR, PACEMAKER | PHYSIO-CONTROL INC. | V15-5-000014 | 47538606 | LIFEPAK 15 | STRYKER | IVANHOE | IVANHOE, A&E | IVANHOE, A&E | 13240 | 43481
A07344 | SUCTION UNIT, WOUNDHLD HEALTHY LIFE DEVICESPHYSIO TOUCH A02 | SUCTION UNIT, WOUND | HLD HEALTHY LIFE DEVICES | PHYSIO TOUCH A02 | 200463 | PHYSIO TOUCH A02 | GARNET MEDICAL | BROKEN HILL | BHHS, PHYSIO | BHHS, PHYSIO | 9950 | 43482
A07345 | ULTRASOUND SYSTEM, IMAGING, GENERAL-PURPOSECANONTUS-AI600 | ULTRASOUND SYSTEM, IMAGING, GENERAL-PURPOSE | CANON | TUS-AI600 | 99F1892604 | CANON NUMBER 315232048 | CANON MEDICAL SYSTEMS ANZ PTY LIMITED | BROKEN HILL | BHHS, RADIOLOGY | BHHS, RADIOLOGY | 0 | 43388
A07346 | ULTRASOUND SYSTEM, IMAGING, GENERAL-PURPOSECANONTUS-AI600 | ULTRASOUND SYSTEM, IMAGING, GENERAL-PURPOSE | CANON | TUS-AI600 | 99F1892605 | CANON NUMBER 315232049 | CANON MEDICAL SYSTEMS ANZ PTY LIMITED | BROKEN HILL | BHHS, RADIOLOGY | BHHS, RADIOLOGY | 0 | 43374
A07347 | RADIOGRAPHIC UNIT, MOBILEPHILIPS MEDICAL SYSTEMSMOBILEDIAGNOST WDR | RADIOGRAPHIC UNIT, MOBILE | PHILIPS MEDICAL SYSTEMS | MOBILEDIAGNOST WDR | 18200287 |  | PHILIPS HEALTHCARE | BROKEN HILL | BHHS, RADIOLOGY | BHHS, RADIOLOGY | 163504 | 43395
A07348 | BATTERY, MEDICAL DEVICEVERATHON0400-0066 | BATTERY, MEDICAL DEVICE | VERATHON | 0400-0066 |  | LITHIUM ION BATTERY | VERATHON MEDICAL (AUSTRALIA) | BROKEN HILL | BHHS, SURGICAL |  | 0 | 43490
A07351 | ANALYSER, POINT-OF-CARE, WHOLE BLOOD, COAGULATIONAXIS-SHIELDAS100 ANALYZER | ANALYSER, POINT-OF-CARE, WHOLE BLOOD, COAGULATION | AXIS-SHIELD | AS100 ANALYZER | AS0060845 |  | POINT OF CARE DIAGNOSTICS | DARETON | DARETON, PRIMARY HEALTH |  | 0 | 43495
A07352 | SCALE, BABYSECA CORP727 | SCALE, BABY | SECA CORP | 727 | 5334013174827 | SCALES | PENMEDIC | DARETON | DARETON, PRIMARY HEALTH |  | 0 | 43495
A07353 | SCALE, BABYSECA CORP727 | SCALE, BABY | SECA CORP | 727 | 5334013174835 | SCALES | PENMEDIC | DARETON | DARETON, PRIMARY HEALTH |  | 0 | 43495
A07354 | SCALE, BABYTANITABD-590 | SCALE, BABY | TANITA | BD-590 | 880418 | BABY SCALES | WEDDERBURN SCALES | DARETON | DARETON, PRIMARY HEALTH |  | 0 | 43495
A07355 | ELITE BEDDING CO |  | ELITE BEDDING CO |  |  | LIFT CHAIR |  | DARETON | DARETON |  | 0 | 43495
A07356 | VEIN VIEWERACCUVEIN INCAV400 1.0 | VEIN VIEWER | ACCUVEIN INC | AV400 1.0 | AV18200184 | VIEN LOCATOR | MUNDIPHARMA PTY LTD | MENINDEE | MENINDEE | MENINDEE | 8400 | 43496
A07357 | TROLLEY, ELECTROMECHANICAL DEVICEACCUVEINHF470 | TROLLEY, ELECTROMECHANICAL DEVICE | ACCUVEIN | HF470 | HF18300062 | HANDS FREE STAND WITH CHARGER | MUNDIPHARMA PTY LTD | MENINDEE | MENINDEE | MENINDEE | 0 | 43497
A07358 | BATTERY CHARGERACCUVEINCC300 | BATTERY CHARGER | ACCUVEIN | CC300 | CC18240134 | CHARGER | EVOMED PTY LTD | MENINDEE | MENINDEE | MENINDEE | 0 | 43497
A07359 | ENDOSCOPIC VIDEO IMAGING SYSTEMSMITH & NEPHEW660HD | ENDOSCOPIC VIDEO IMAGING SYSTEM | SMITH & NEPHEW | 660HD | 660HD3463 |  | SMITH&NEPHEW | BROKEN HILL | BHHS, THEATRE | BHHS, THEATRE | 0 | 43508
A07360 | VITAL SIGNS MONITORWELCH ALLYN6000 SERIES | VITAL SIGNS MONITOR | WELCH ALLYN | 6000 SERIES | 100086663218 | VITAL SIGNS MONITOR | WELCH ALLYN AUSTRALIA | BROKEN HILL | BHHS, ONCOLOGY | BHHS, ONCOLOGY | 4260 | 43514
A07360BAT | BATTERY, SECONDARYWELCH ALLYNBATT99 | BATTERY, SECONDARY | WELCH ALLYN | BATT99 |  | BATTERY PACK | WELCH ALLYN AUSTRALIA | BROKEN HILL | BHHS, ONCOLOGY |  | 0 | 43514
A07361 | SPHYGMOMANOMETER, ANEROIDWELCH ALLYN7670-01S | SPHYGMOMANOMETER, ANEROID | WELCH ALLYN | 7670-01S | 00732094071986 |  | WELCH ALLYN AUSTRALIA | BROKEN HILL | BHHS, ONCOLOGY | BHHS, ONCOLOGY | 0 | 43514
A07362 | VITAL SIGNS MONITORWELCH ALLYN6000 SERIES | VITAL SIGNS MONITOR | WELCH ALLYN | 6000 SERIES | 100086643218 | VITAL SIGNS MONITOR | WELCH ALLYN AUSTRALIA | BROKEN HILL | BHHS, ONCOLOGY | BHHS, ONCOLOGY | 0 | 43514
A07362BATT | BATTERY, SECONDARYWELCH ALLYNBATT99 | BATTERY, SECONDARY | WELCH ALLYN | BATT99 | 1204171130169 | BATTERY PACK | WELCH ALLYN AUSTRALIA | BROKEN HILL | BHHS, ONCOLOGY | BHHS, ONCOLOGY | 0 | 43514
A07363 | ANALYSER, MULTICHANNELIMPEDIMED LIMITEDSOZO | ANALYSER, MULTICHANNEL | IMPEDIMED LIMITED | SOZO | SOZO-03L0517074 | BIZ EXTRA CELLULAR FLUID ANALYSIS SAMSUNG TABLET MN:SM-T580NZWAXAR SN: R52J80YZ1CN | IMPEDIMED | BROKEN HILL | BHHS, PHYSIO | BHHS, PHYSIO | 0 | 43524
A07364 | NEBULIZERFLAEM NUOVA S.P.A.VENTALAIR MAX | NEBULIZER | FLAEM NUOVA S.P.A. | VENTALAIR MAX | 18A698 1480 | AEROSOL GENERATOR | EBOS GROUP PTY LTD | BROKEN HILL | BHHS, SURGICAL | BHHS, SURGICAL | 165 | 43532
A07365 | NEBULIZERVENTALAIR MAX | NEBULIZER |  | VENTALAIR MAX | 18A698 1477 | AEROSOL GENERATOR | EBOS GROUP PTY LTD | BROKEN HILL | BHHS, SURGICAL | BHHS, SURGICAL | 165 | 43532
A07366 | LIFT, PATIENT TRANSFER, MOBILEGULDMANN552059 GH3+ 350 | LIFT, PATIENT TRANSFER, MOBILE | GULDMANN | 552059 GH3+ 350 | 0000036955 | ROOF MOUNTED, TRACK DRIVE, PATIENT LIFTER | HLS HEALTHCARE | BROKEN HILL | BHHS, MEDICAL | MU15 | 0 | 43538
A07367 | LIFT, PATIENT TRANSFER, MOBILEGULDMANN552059 GH3+ 350 | LIFT, PATIENT TRANSFER, MOBILE | GULDMANN | 552059 GH3+ 350 | 0000036953 | ROOF MOUNTED, TRACK DRIVE, PATIENT LIFTER | HLS HEALTHCARE | BROKEN HILL | BHHS, SURGICAL | SU23 | 0 | 43538
A07368 | LIFT, PATIENT TRANSFER, MOBILEGULDMANN552059 GH3+ 350 | LIFT, PATIENT TRANSFER, MOBILE | GULDMANN | 552059 GH3+ 350 | 0000036950 | ROOF MOUNTED, TRACK DRIVE, PATIENT LIFTER | HLS HEALTHCARE | BROKEN HILL | BHHS, SURGICAL | SU25 | 0 | 43538
A07369 | LIFT, PATIENT TRANSFER, MOBILEGULDMANN552059 GH3+ 350 | LIFT, PATIENT TRANSFER, MOBILE | GULDMANN | 552059 GH3+ 350 | 0000036951 | ROOF MOUNTED, TRACK DRIVE, PATIENT LIFTER | HLS HEALTHCARE | BROKEN HILL | BHHS, MEDICAL | MU14 | 0 | 43538
A07370 | DRILL HANDPIECE, SURGICAL, BATTERY-POWEREDVIDACAREEZ-IO | DRILL HANDPIECE, SURGICAL, BATTERY-POWERED | VIDACARE | EZ-IO | J81467 |  | TELEFLEX MEDICAL AUSTRALIA | IVANHOE | IVANHOE | IVANHOE | 498 | 43542
A07371 | OTOSCOPEWELCH ALLYNGS 777 | OTOSCOPE | WELCH ALLYN | GS 777 |  | EXAMINATION SET | WELCH ALLYN AUSTRALIA | IVANHOE | IVANHOE, HEALTH SERVICE | CONSULT ROOM | 0 | 43543
A07372 | DRILL HANDPIECE, SURGICAL, BATTERY-POWEREDVIDACAREEZ-IO | DRILL HANDPIECE, SURGICAL, BATTERY-POWERED | VIDACARE | EZ-IO | J81353 |  | TELEFLEX MEDICAL AUSTRALIA | BALRANALD | BALRANALD, A&E | BALRANALD, A&E | 0 | 43551
A07373 | WIRELESS ACCESS POINTOSITECHTITAN III | WIRELESS ACCESS POINT | OSITECH | TITAN III | VE0100AA8B | TITAN III WIRELESS GATEWAY | PHYSIO CONTROL AUSTRALIA | BALRANALD | BALRANALD | BALRANALD, A&E | 800 | 43556
A07375 | HUMIDIFIERFISHER & PAYKEL HEALTHCARE950ANZ | HUMIDIFIER | FISHER & PAYKEL HEALTHCARE | 950ANZ | 190215003292 |  | FISHER & PAYKEL HEALTHCARE | BROKEN HILL | BHHS, THEATRE | BHHS, THEATRE | 4200 | 43558
A07376 | HUMIDIFIERFISHER & PAYKEL HEALTHCARE950ANZ | HUMIDIFIER | FISHER & PAYKEL HEALTHCARE | 950ANZ | 190215003294 |  | FISHER & PAYKEL HEALTHCARE | BROKEN HILL | BHHS, THEATRE | BHHS, THEATRE | 4200 | 43558
A07377 | ENDOMETRIAL, ABLATION SYSTEMIDOMAN TEORANTATHERMABLATE EAS | ENDOMETRIAL, ABLATION SYSTEM | IDOMAN TEORANTA | THERMABLATE EAS | 2631 |  |  | BROKEN HILL | BHHS, THEATRE | BHHS, THEATRE | 2950 | 43558
A07378 | AEROSOL GENERATORALLERSEARCHVENTALAIR MAX | AEROSOL GENERATOR | ALLERSEARCH | VENTALAIR MAX | 18A6981380 | AEROSOL GENERATOR | EBOS GROUP PTY LTD | WENTWORTH | WENTWORTH | WENTWORTH | 165 | 43559
A07379 | AEROSOL GENERATORALLERSEARCHVENTALAIR MAX | AEROSOL GENERATOR | ALLERSEARCH | VENTALAIR MAX | 18A6981376 | AEROSOL GENERATOR | EBOS GROUP PTY LTD | WENTWORTH | WENTWORTH | WENTWORTH | 165 | 43559
A07380 | DRILL HANDPIECE, SURGICAL, BATTERY-POWEREDVIDACAREEZ-IO | DRILL HANDPIECE, SURGICAL, BATTERY-POWERED | VIDACARE | EZ-IO | J81473 |  | TELEFLEX MEDICAL AUSTRALIA | MENINDEE | MENINDEE, A&E | MENINDEE, A&E | 498 | 43559
A07381 | DRILL HANDPIECE, SURGICAL, BATTERY-POWEREDVIDACAREEZ-IO | DRILL HANDPIECE, SURGICAL, BATTERY-POWERED | VIDACARE | EZ-IO | J81470 |  | TELEFLEX MEDICAL AUSTRALIA | TIBOOBURRA | TIBOOBURRA, A&E |  | 498 | 43559
A07382 | DRILL HANDPIECE, SURGICAL, BATTERY-POWEREDVIDACAREEZ-IO | DRILL HANDPIECE, SURGICAL, BATTERY-POWERED | VIDACARE | EZ-IO | J81351 |  | TELEFLEX MEDICAL AUSTRALIA | WHITE CLIFFS | WHITE CLIFFS, A&E | WHITE CLIFFS, A&E | 498 | 43559
A07383 | DRILL HANDPIECE, SURGICAL, BATTERY-POWEREDVIDACAREEZ-IO | DRILL HANDPIECE, SURGICAL, BATTERY-POWERED | VIDACARE | EZ-IO | J81333 |  | TELEFLEX MEDICAL AUSTRALIA | WILCANNIA | WILCANNIA, A&E | WILCANNIA, A&E | 498 | 43559
A07386BATT | BATTERY PACKLINAKBAJ100000011 | BATTERY PACK | LINAK | BAJ100000011 | 120690 | BATTERY PACK | LINAK | WILCANNIA | WILCANNIA |  | 0 | 43563
A07394 | BATTERY PACKARJO HUNTLEIGHNDA0100-02 | BATTERY PACK | ARJO HUNTLEIGH | NDA0100-02 | 1903 |  | ARJOHUNTLEIGH | BROKEN HILL | BHHS, SUB ACUTE REHAB | SUB ACUTE REHAB | 306 | 43565
A07395 | SCALE, PATIENT, FLOORSECA CORP703 7821009 | SCALE, PATIENT, FLOOR | SECA CORP | 703 7821009 | 5703189175455 |  | ECOMED | IVANHOE | IVANHOE, DENTAL | DENTAL | 0 | 43556
A07396 | TELEVISION SETHISENSE24P2 | TELEVISION SET | HISENSE | 24P2 | HI8A04841-H2401 |  | HARVEY NORMAN | BROKEN HILL | BHHS |  | 195 | 43571
A07397 | TELEVISION SETHISENSE24P2 | TELEVISION SET | HISENSE | 24P2 | HI8A03198-H2401 |  | HARVEY NORMAN | BROKEN HILL | BHHS, MEDICAL |  | 195 | 43571
A07398 | TELEVISION SETHISENSE24P2 | TELEVISION SET | HISENSE | 24P2 | HI9100485-H2401 |  | HARVEY NORMAN | BROKEN HILL | BHHS |  | 195 | 43571
A07399 | TELEVISION SETHISENSE24P2 | TELEVISION SET | HISENSE | 24P2 | HI9100483-H2401 |  | HARVEY NORMAN | BROKEN HILL | BHHS, MEDICAL | BHHS, MEDICAL | 195 | 43571
A07400 | BED, GENERAL-PURPOSE, ELECTRICALLY-POWEREDSIGMA CAREBH-989MABS | BED, GENERAL-PURPOSE, ELECTRICALLY-POWERED | SIGMA CARE | BH-989MABS | 1803310004 | PULL APART 4 PIECE BED |  | BROKEN HILL | BHHS, PALIATIVE CARE | BHHS, PALIATIVE CARE | 1955 | 43584
A07401 | BED, GENERAL-PURPOSE, ELECTRICALLY-POWEREDSIGMA CAREBH-989MABS | BED, GENERAL-PURPOSE, ELECTRICALLY-POWERED | SIGMA CARE | BH-989MABS | 1803310005 | PULL APART 4 PIECE BED |  | BROKEN HILL | BHHS, PALIATIVE CARE | BHHS, PALIATIVE CARE | 1955 | 43584
A07407 | BATTERY PACKARJO HUNTLEIGHNDA0100-02 | BATTERY PACK | ARJO HUNTLEIGH | NDA0100-02 | 1844 | BATTERY | ARJOHUNTLEIGH | BROKEN HILL | BHHS, SUB ACUTE REHAB | SUB ACUTE REHAB | 306 | 43588
A07409 | BLOOD PRESSURE MEASUREMENT SYSTEM, NONINVASIVEWELCH ALLYNPROBP 3400 | BLOOD PRESSURE MEASUREMENT SYSTEM, NONINVASIVE | WELCH ALLYN | PROBP 3400 | 100015274618 |  | WELCH ALLYN AUSTRALIA | BROKEN HILL | COMMUNITY HEALTH CENTRE | SEXUAL HEALTH | 810 | 43598
A07409BAT | BATTERY, SECONDARYWELCH ALLYNBATT11 | BATTERY, SECONDARY | WELCH ALLYN | BATT11 | 40180011 | A07409 PROBP 3400 BATTERY 3.7V 2450MAH (9.1WH) | WELCH ALLYN AUSTRALIA | BROKEN HILL | COMMUNITY HEALTH CENTRE | SEXUAL HEALTH | 0 | 43598
A07410 | VEIN VIEWERACCUVEIN INCAV400 1.0 | VEIN VIEWER | ACCUVEIN INC | AV400 1.0 | AV18250196 |  | MUNDIPHARMA PTY LTD | BROKEN HILL | COMMUNITY HEALTH CENTRE | SEXUAL HEALTH | 6750 | 43599
A07411 | BATTERY CHARGERACCUVEINCC300 | BATTERY CHARGER | ACCUVEIN | CC300 | CC18240061 | CHARGER | MUNDIPHARMA PTY LTD | BROKEN HILL | COMMUNITY HEALTH CENTRE | SEXUAL HEALTH | 0 | 43599
A07412 | BATTERY PACKLINAKBAJ100000011 | BATTERY PACK | LINAK | BAJ100000011 |  | BATTERY PACK | LINAK | TIBOOBURRA | TIBOOBURRA | MORTUARY | 0 | 43600
A07413 | BATTERY CHARGERLINAKCHJ20000020J011 | BATTERY CHARGER | LINAK | CHJ20000020J011 |  |  |  | TIBOOBURRA | TIBOOBURRA | MORTUARY | 0 | 43600
A07414 | THERMOMETER, ELECTRONICWELCH ALLYN692 | THERMOMETER, ELECTRONIC | WELCH ALLYN | 692 | 2118471271 |  | AMA MEDICAL PRODUCTS | BROKEN HILL | BHHS, MENTAL HEALTH DRUG & ALCOHOL | BHHS, MENTAL HEALTH DRUG & ALCOHOL | 399 | 43607
A07415 | CHAIR - ELECTRICPOSITIVE POSTUREBRIO | CHAIR - ELECTRIC | POSITIVE POSTURE | BRIO | W002325CK181100512623 | MASSAGE CHAIR | RELAX FOR LIFE | BROKEN HILL | BHHS, MENTAL HEALTH DRUG & ALCOHOL | BHHS, MENTAL HEALTH DRUG & ALCOHOL | 7500 | 43607
A07416 | CHAIR - ELECTRICPOSITIVE POSTUREBRIO | CHAIR - ELECTRIC | POSITIVE POSTURE | BRIO | W002325CK181100522626 | MASSAGE CHAIR | RELAX FOR LIFE | BROKEN HILL | BHHS, SUB ACUTE MENTAL HEALTH | BHHS, SUB ACUTE MENTAL HEALTH | 7500 | 43607
A07417 | SCALE, STAND-ON, PATIENTTANITABWB-600 | SCALE, STAND-ON, PATIENT | TANITA | BWB-600 | 03050012 | PLATFORM SCALES | WEDDERBURN SCALES | BROKEN HILL | BHHS, ONCOLOGY | BHHS, ONCOLOGY | 0 | 43608
A07418 | INCUBATOR, LABORATORY, THERMOCYCLING3M HEALTHCARE490 | INCUBATOR, LABORATORY, THERMOCYCLING | 3M HEALTHCARE | 490 | 117566 | INCUBATOR | 3M HEALTH CARE | BROKEN HILL | BHHS, THEATRE | BHHS, THEATRE | 1650 | 43608
A07419 | LIGHT, EXAMINATIONWELCH ALLYNLS-150 | LIGHT, EXAMINATION | WELCH ALLYN | LS-150 | 0607 |  |  | BROKEN HILL | BHHS, RADIOLOGY | BHHS, RADIOLOGY | 0 | 38860
A07421 | BED, GENERAL-PURPOSE, ELECTRICALLY-POWEREDMODSELCONTOUR CLASSIC | BED, GENERAL-PURPOSE, ELECTRICALLY-POWERED | MODSEL | CONTOUR CLASSIC | C7632 |  | REGENCY MEDIQUIP CENTRE | TIBOOBURRA | TIBOOBURRA, A&E | TIBOOBURRA, A&E | 8544.8 | 43609
A07421BAT | BATTERY, MEDICAL DEVICEDEWERTACCU AC 4.5 | BATTERY, MEDICAL DEVICE | DEWERT | ACCU AC 4.5 | S019-00190 | BATTERY PACK 2 X 12V 5AH BATTERY | SELECT PATIENT CARE | TIBOOBURRA | TIBOOBURRA, A&E | TIBOOBURRA, A&E | 0 | 43609
A07422 | BED, GENERAL-PURPOSE, ELECTRICALLY-POWEREDSIGMA CAREBH-989 | BED, GENERAL-PURPOSE, ELECTRICALLY-POWERED | SIGMA CARE | BH-989 | S1809040013 | PULL APART 4 PIECE BED | COUNTRY CARE | BROKEN HILL | BHHS, PALIATIVE CARE | BHHS, PALIATIVE CARE | 2000 | 43614
A07423 | BED, GENERAL-PURPOSE, ELECTRICALLY-POWEREDSIGMA CAREBH-989 | BED, GENERAL-PURPOSE, ELECTRICALLY-POWERED | SIGMA CARE | BH-989 | S1807160008 | PULL APART 4 PIECE BED | COUNTRY CARE | BROKEN HILL | BHHS, PALIATIVE CARE | BHHS, PALIATIVE CARE | 2000 | 43614
A07424 | BED, GENERAL-PURPOSE, ELECTRICALLY-POWEREDSIGMA CAREBH-989 | BED, GENERAL-PURPOSE, ELECTRICALLY-POWERED | SIGMA CARE | BH-989 | S1807160007 | PULL APART 4 PIECE BED | COUNTRY CARE | BROKEN HILL | BHHS, PALIATIVE CARE | BHHS, PALIATIVE CARE | 2000 | 43614
A07426 | BED, HOSPITALHILL-ROMP8040 | BED, HOSPITAL | HILL-ROM | P8040 | 5174AQ7060 | EMERGENCY STRETCHER MANUAL OPERATION WITH SCALE |  | IVANHOE | IVANHOE, A&E | IVANHOE, A&E | 0 | 42905
A07427 | BED, ELECTRICHUMAN CAREFLOORLINE-I PLUS AU | BED, ELECTRIC | HUMAN CARE | FLOORLINE-I PLUS AU | 195119120003 | HI/LO BED | HOSPEQUIP | WILCANNIA | WILCANNIA | WILCANNIA | 6800 | 43637
A07427BAT | BATTERY, SECONDARY | BATTERY, SECONDARY | [5 empty] | BROKEN HILL | BHHS, MEDICAL | BHHS, MEDICAL | 0 | 43637
A07428 | INFUSION PUMP, SYRINGECAESAREA MEDICAL ELECTRONICS LTDNIKI T34 | INFUSION PUMP, SYRINGE | CAESAREA MEDICAL ELECTRONICS LTD | NIKI T34 | S03001227 |  | REM SYSTEMS | BROKEN HILL | BHHS, PALIATIVE CARE | BHHS, PALIATIVE CARE | 1976 | 43642
A07429 | INFUSION PUMP, SYRINGECAESAREA MEDICAL ELECTRONICS LTDNIKI T34 | INFUSION PUMP, SYRINGE | CAESAREA MEDICAL ELECTRONICS LTD | NIKI T34 | S03001235 |  | REM SYSTEMS | BROKEN HILL | BHHS, PALIATIVE CARE | BHHS, PALIATIVE CARE | 1976 | 43642
A07430 | INFUSION PUMP, SYRINGECAESAREA MEDICAL ELECTRONICS LTDNIKI T34 | INFUSION PUMP, SYRINGE | CAESAREA MEDICAL ELECTRONICS LTD | NIKI T34 | S03001620 |  | REM SYSTEMS | BROKEN HILL | BHHS, PALIATIVE CARE | BHHS, PALIATIVE CARE | 1974 | 43642
A07431 | INFUSION PUMP, SYRINGECAESAREA MEDICAL ELECTRONICS LTDNIKI T34 | INFUSION PUMP, SYRINGE | CAESAREA MEDICAL ELECTRONICS LTD | NIKI T34 | S03001504 |  | REM SYSTEMS | BROKEN HILL | BHHS, PALIATIVE CARE | BHHS, PALIATIVE CARE | 1974 | 43642
A07432 | FETAL HEART DETECTOR, ULTRASONICFD1 | FETAL HEART DETECTOR, ULTRASONIC |  | FD1 | 21FD1PX3434916419 | FETAL HEART DETECTOR | ARJOHUNTLEIGH | BROKEN HILL | BHHS, OBU | BHHS, OBU | 800 | 43651
A07433 | FETAL HEART DETECTOR, ULTRASONICFD1 | FETAL HEART DETECTOR, ULTRASONIC |  | FD1 | 21FD1PX34916319 | FETAL HEART DETECTOR | ARJOHUNTLEIGH | BROKEN HILL | BHHS, OBU | BHHS, OBU | 800 | 43651
A07434 | FETAL HEART DETECTOR, ULTRASONICFD1 | FETAL HEART DETECTOR, ULTRASONIC |  | FD1 | 21FD1PX34916119 | FETAL HEART DETECTOR | ARJOHUNTLEIGH | BROKEN HILL | BHHS, OBU | BHHS, OBU | 800 | 43651
A07435 | FETAL HEART DETECTOR, ULTRASONICFD1 | FETAL HEART DETECTOR, ULTRASONIC |  | FD1 | 21FD1PX34916219 | FETAL HEART DETECTOR | ARJOHUNTLEIGH | BROKEN HILL | BHHS, OBU | BHHS, OBU | 800 | 43651
A07436 | BATTERY CHARGERWELCH ALLYN710 | BATTERY CHARGER | WELCH ALLYN | 710 |  | OTTOSCOPE BATTERY CHARGER | WELCH ALLYN AUSTRALIA | MENINDEE | MENINDEE | MENINDEE | 0 | 43657
A07437 | HUMIDIFIERFISHER & PAYKELAIRVO2 | HUMIDIFIER | FISHER & PAYKEL | AIRVO2 | 190218087778 | HUMIDIFIER | FISHER & PAYKEL HEALTHCARE | BROKEN HILL | BHHS, THEATRE | BHHS, THEATRE | 2217 | 43663
A07438 | FETAL HEART DETECTORHADECOES-100VX | FETAL HEART DETECTOR | HADECO | ES-100VX | 1005029 | MINIDOP ES-100VX |  | BROKEN HILL | BHHS, PHYSIO | BHHS, PHYSIO | 0 | 43668
A07439 | BED, ELECTRICHUMAN CAREFLOORLINE-I PLUS AU | BED, ELECTRIC | HUMAN CARE | FLOORLINE-I PLUS AU | 159119190026 | HI/LO BED | HOSPEQUIP | BROKEN HILL | BHHS, SURGICAL | BHHS, MEDICAL | 6003 | 43669
A07439BAT | BATTERY, SECONDARY | BATTERY, SECONDARY |  |  |  |  | HUMAN CARE AUSTRALIA | BROKEN HILL | BHHS, SURGICAL | BHHS, SURGICAL | 0 | 43697
A07440 | BED, ELECTRICHUMAN CAREFLOORLINE-I PLUS AU | BED, ELECTRIC | HUMAN CARE | FLOORLINE-I PLUS AU | 159119190027 | HI/LO BED | HOSPEQUIP | BROKEN HILL | BHHS, MEDICAL | BHHS, MEDICAL | 6003 | 43672
A07440BAT | BATTERY, SECONDARY | BATTERY, SECONDARY |  |  |  |  | HUMAN CARE AUSTRALIA | BROKEN HILL | BHHS, SURGICAL | BHHS, SURGICAL | 0 | 43697
A07441 | BED, ELECTRICHUMAN CAREFLOORLINE-I PLUS AU | BED, ELECTRIC | HUMAN CARE | FLOORLINE-I PLUS AU | 159119190023 | HI/LO BED | HOSPEQUIP | BROKEN HILL | BHHS, MEDICAL | BHHS, MEDICAL | 6003 | 43675
A07441BAT | BATTERY, SECONDARY | BATTERY, SECONDARY |  |  |  |  | HUMAN CARE AUSTRALIA | BROKEN HILL | BHHS, SURGICAL | BHHS, SURGICAL | 0 | 43697
A07442 | BED, ELECTRICHUMAN CAREFLOORLINE-I PLUS AU | BED, ELECTRIC | HUMAN CARE | FLOORLINE-I PLUS AU | 159119190024 | HI/LO BED | HOSPEQUIP | BROKEN HILL | BHHS, SURGICAL | BHHS, SURGICAL | 6003 | 43675
A07442BAT | BATTERY, SECONDARY | BATTERY, SECONDARY |  |  |  |  | HUMAN CARE AUSTRALIA | BROKEN HILL | BHHS, SURGICAL | BHHS, SURGICAL | 0 | 43697
A07443 | BED, ELECTRICHUMAN CAREFLOORLINE-I PLUS AU | BED, ELECTRIC | HUMAN CARE | FLOORLINE-I PLUS AU | 159119190022 | HI/LO BED | HOSPEQUIP | BROKEN HILL | BHHS, SURGICAL | BHHS, SURGICAL | 6003 | 43675
A07443BAT | BATTERY, SECONDARY | BATTERY, SECONDARY |  |  |  |  | HUMAN CARE AUSTRALIA | BROKEN HILL | BHHS, SURGICAL | BHHS, SURGICAL | 0 | 43697
A07444 | BED, ELECTRICHUMAN CAREFLOORLINE-I PLUS AU | BED, ELECTRIC | HUMAN CARE | FLOORLINE-I PLUS AU | 159119100025 | HI/LO BED | HOSPEQUIP | BROKEN HILL | BHHS, MEDICAL | BHHS, MEDICAL | 6003 | 43675
A07444BAT | BATTERY, SECONDARY | BATTERY, SECONDARY |  |  |  |  | HUMAN CARE AUSTRALIA | BROKEN HILL | BHHS, SURGICAL | BHHS, SURGICAL | 0 | 43697
A07445 | SCALE, BABYTANITABD-590 | SCALE, BABY | TANITA | BD-590 | 20181229 | BABY SCALES | WEDDERBURN SCALES | BROKEN HILL | COMMUNITY HEALTH CENTRE | COMMUNITY HEALTH CENTRE | 0 | 43676
A07446 | ANALYSER, LEADMAGELLANLEADCARE II | ANALYSER, LEAD | MAGELLAN | LEADCARE II | WLC09476 |  | POINT OF CARE DIAGNOSTICS | BROKEN HILL | COMMUNITY HEALTH CENTRE | COMMUNITY HEALTH CENTRE | 0 | 43676
A07447 | SCALE, BABYTANITABD-590 | SCALE, BABY | TANITA | BD-590 | 20181261 | BABY SCALES | WEDDERBURN SCALES | BROKEN HILL | COMMUNITY HEALTH CENTRE | COMMUNITY HEALTH CENTRE | 0 | 43676
A07448 | SCALE, BABYTANITABD-590 | SCALE, BABY | TANITA | BD-590 |  | BABY SCALES | WEDDERBURN SCALES | BROKEN HILL | COMMUNITY HEALTH CENTRE | COMMUNITY HEALTH CENTRE | 0 | 43676
A07449 | MIXER, DENTAL, AMALGAMSDIULTRAMAT 2 | MIXER, DENTAL, AMALGAM | SDI | ULTRAMAT 2 | 128456 | AMALGAMATOR |  | BROKEN HILL | COMMUNITY HEALTH CENTRE | COMMUNITY HEALTH CENTRE | 0 | 43677
A07450 | SCALE, PATIENT, FLOORSECA CORP703 7821009 | SCALE, PATIENT, FLOOR | SECA CORP | 703 7821009 | 5703189175454 |  | ECOMED | BROKEN HILL | COMMUNITY HEALTH CENTRE | COMMUNITY HEALTH CENTRE | 0 | 43677
A07452 | OXIMETER, PULSENONIN MEDICAL INC3230 | OXIMETER, PULSE | NONIN MEDICAL INC | 3230 | 502729238 |  | TUNSTALL AUSTRALASIA PTY LTD | BROKEN HILL | BHHS, CHRONIC CARE |  | 0 | 43691
A07453 | OXIMETER, PULSENONIN MEDICAL INC3230 | OXIMETER, PULSE | NONIN MEDICAL INC | 3230 | 502729247 |  | TUNSTALL AUSTRALASIA PTY LTD | BROKEN HILL | BHHS, CHRONIC CARE |  | 0 | 43691
A07454 | OXIMETER, PULSENONIN MEDICAL INC3230 | OXIMETER, PULSE | NONIN MEDICAL INC | 3230 | 502729236 |  | TUNSTALL AUSTRALASIA PTY LTD | BROKEN HILL | BHHS, CHRONIC CARE |  | 0 | 43691
A07455 | PATIENT MONITOR, BLOOD PRESSURE, NONINVASIVEA&D COMPANY, LIMITEDUA-651BLE | PATIENT MONITOR, BLOOD PRESSURE, NONINVASIVE | A&D COMPANY, LIMITED | UA-651BLE | 5190100138 |  | TUNSTALL AUSTRALASIA PTY LTD | BROKEN HILL | BHHS, CHRONIC CARE |  | 0 | 43691
A07456 | PATIENT MONITOR, BLOOD PRESSURE, NONINVASIVEA&D COMPANY, LIMITEDUA-651BLE | PATIENT MONITOR, BLOOD PRESSURE, NONINVASIVE | A&D COMPANY, LIMITED | UA-651BLE | 51901000133 |  | TUNSTALL AUSTRALASIA PTY LTD | BROKEN HILL | BHHS, CHRONIC CARE |  | 0 | 43691
A07457 | PATIENT MONITOR, BLOOD PRESSURE, NONINVASIVEA&D COMPANY, LIMITEDUA-651BLE | PATIENT MONITOR, BLOOD PRESSURE, NONINVASIVE | A&D COMPANY, LIMITED | UA-651BLE | 51901000131 |  | TUNSTALL AUSTRALASIA PTY LTD | BROKEN HILL | COMMUNITY HEALTH CENTRE |  | 0 | 43691
A07458 | BED, GENERAL-PURPOSE, ELECTRICALLY-POWEREDMODSELCONTOUR CLASSIC | BED, GENERAL-PURPOSE, ELECTRICALLY-POWERED | MODSEL | CONTOUR CLASSIC | C8777 | ED STRETCHER BED | REGIONAL HEALTHCARE | WHITE CLIFFS | WHITE CLIFFS | WHITE CLIFFS, COMMUNITY HEALTH | 14000 | 43692
A07458BAT | BATTERY, MEDICAL DEVICEDEWERTACCU AC 4.5 | BATTERY, MEDICAL DEVICE | DEWERT | ACCU AC 4.5 | S019-01636 | BATTERY PACK 2 X 12V 5AH BATTERY | SELECT PATIENT CARE | WHITE CLIFFS | WHITE CLIFFS | WHITE CLIFFS, COMMUNITY HEALTH | 0 | 43692
A07459 | THERMOMETER, ELECTRONICWELCH ALLYN692 | THERMOMETER, ELECTRONIC | WELCH ALLYN | 692 | 17178637 |  | WELCH ALLYN AUSTRALIA | MENINDEE | MENINDEE | MENINDEE | 0 | 43693
A07460 | TABLE, EXAMINATION/TREATMENTFORME MEDICAL2540 | TABLE, EXAMINATION/TREATMENT | FORME MEDICAL | 2540 | 3980 | MALACHITE | FORME MEDICAL | BROKEN HILL | BHHS, SPECIALIST CLINIC | BHHS, SPECIALIST CLINIC | 0 | 43696
A07461 | INFUSION PUMP, SYRINGECAESAREA MEDICAL ELECTRONICS LTDNIKI T34 | INFUSION PUMP, SYRINGE | CAESAREA MEDICAL ELECTRONICS LTD | NIKI T34 | S03004322 | NIKI T34 SYRINGE DRIVER | REM SYSTEMS | BROKEN HILL | BHHS, PALIATIVE CARE | BHHS, PALIATIVE CARE | 1976 | 43697
A07462 | INFUSION PUMP, SYRINGECAESAREA MEDICAL ELECTRONICS LTDNIKI T34 | INFUSION PUMP, SYRINGE | CAESAREA MEDICAL ELECTRONICS LTD | NIKI T34 | S03004316 | NIKI T34 SYRINGE DRIVER | REM SYSTEMS | BROKEN HILL | BHHS, PALIATIVE CARE | BHHS, PALIATIVE CARE | 1976 | 43697
A07463 | ELECTROSURGICAL DEVICEVALLEYLABFT 10 | ELECTROSURGICAL DEVICE | VALLEYLAB | FT 10 | T9E33440DX |  | MEDTRONIC COVIDIEN | BROKEN HILL | BHHS, THEATRE | BHHS, THEATRE | 10000 | 43697
A07464 | SMOKE EVACUATION SYSTEM, SURGICALVALLEYLABSE3695 | SMOKE EVACUATION SYSTEM, SURGICAL | VALLEYLAB | SE3695 | VL012791X |  | MEDTRONIC COVIDIEN | BROKEN HILL | BHHS, THEATRE | BHHS, THEATRE | 1925 | 43697
A07466 | PHYSIOLOGIC MONITORING SYSTEMPHILIPS MEDICAL SYSTEMS867030 | PHYSIOLOGIC MONITORING SYSTEM | PHILIPS MEDICAL SYSTEMS | 867030 | DE61167107 | INTELLIVUE X3 | PHILIPS HEALTHCARE | BROKEN HILL | BHHS, PAEDIATRICS | BHHS, PAEDIATRICS | 5200 | 43703
A07466BAT | BATTERY, SECONDARYPHILIPS MEDICAL SYSTEMS989803196521 | BATTERY, SECONDARY | PHILIPS MEDICAL SYSTEMS | 989803196521 |  | INTELLIVUE X3 BATTERY | PHILIPS HEALTHCARE | BROKEN HILL | BHHS, PAEDIATRICS | BHHS, PAEDIATRICS | 0 | 43703
A07467 | PHYSIOLOGIC MONITORING SYSTEMPHILIPS MEDICAL SYSTEMS866062 | PHYSIOLOGIC MONITORING SYSTEM | PHILIPS MEDICAL SYSTEMS | 866062 | DE671G6339 | INTELLIVUE MX450 PATIENT MONITOR | PHILIPS HEALTHCARE | BROKEN HILL | BHHS, PAEDIATRICS | BHHS, PAEDIATRICS | 6595 | 43703
A07467BAT | BATTERY, SECONDARYPHILIPS MEDICAL SYSTEMS989803135861 | BATTERY, SECONDARY | PHILIPS MEDICAL SYSTEMS | 989803135861 |  | INTELLIVUE MX450/MX500 BATTERY | PHILIPS HEALTHCARE | BROKEN HILL | BHHS, PAEDIATRICS | BHHS, PAEDIATRICS | 0 | 43703
A07468 | HUMIDIFIERFISHER & PAYKEL HEALTHCARE950ANZ | HUMIDIFIER | FISHER & PAYKEL HEALTHCARE | 950ANZ | 190621004301 |  | FISHER & PAYKEL HEALTHCARE | BROKEN HILL | BHHS, ICU/CCU | BHHS, ICU/CCU | 6880 | 43705
A07469 | HUMIDIFIERFISHER & PAYKEL HEALTHCARE950ANZ | HUMIDIFIER | FISHER & PAYKEL HEALTHCARE | 950ANZ | 190621004300 |  | FISHER & PAYKEL HEALTHCARE | BROKEN HILL | BHHS, ICU/CCU | BHHS, ICU/CCU | 6880 | 43705
A07470 | HUMIDIFIERFISHER & PAYKEL HEALTHCARE950ANZ | HUMIDIFIER | FISHER & PAYKEL HEALTHCARE | 950ANZ | 190607004073 |  | FISHER & PAYKEL HEALTHCARE | BROKEN HILL | BHHS, OBU | BHHS, OBU | 6880 | 43705
A07471 | TEST INSTRUMENT, DEFIBRILLATOR/CARDIOVERTERFLUKEIMPULSE 7000DP | TEST INSTRUMENT, DEFIBRILLATOR/CARDIOVERTER | FLUKE | IMPULSE 7000DP | 4698702 | DEFIBRILLATOR TESTER | DOMO-TECHNICA | BROKEN HILL | BHHS, BIOMEDICAL | BI01 | 10056 | 43712
A07472 | BATTERY CHARGERLINAKCHJ20000020J011 | BATTERY CHARGER | LINAK | CHJ20000020J011 |  |  |  | BROKEN HILL | BHHS, PALIATIVE CARE | BHHS, PALIATIVE CARE | 0 | 43714
A07473 | LIFT, PATIENT TRANSFER, MOBILEAIDACAREA150F | LIFT, PATIENT TRANSFER, MOBILE | AIDACARE | A150F | 18030083 | RESET SERVICE COUNTER BY HOLDING UP & DOWN FOR 5 SECS |  | BROKEN HILL | BHHS, PALIATIVE CARE | BHHS, PALIATIVE CARE | 0 | 43714
A07474 | PHYSIOLOGIC MONITORING SYSTEMPHILIPS MEDICAL SYSTEMS866062 | PHYSIOLOGIC MONITORING SYSTEM | PHILIPS MEDICAL SYSTEMS | 866062 | DE671G9085 | INTELLIVUE MX450 PATIENT MONITOR | PHILIPS HEALTHCARE | BROKEN HILL | BHHS, THEATRE | OP23 | 4944 | 43718
A07474BAT | BATTERY, SECONDARYPHILIPS MEDICAL SYSTEMS989803135861 | BATTERY, SECONDARY | PHILIPS MEDICAL SYSTEMS | 989803135861 |  | INTELLIVUE MX450/MX500 BATTERY | PHILIPS HEALTHCARE | BROKEN HILL | BHHS, THEATRE |  | 0 | 43718
A07475 | PHYSIOLOGIC MONITORING SYSTEMPHILIPS MEDICAL SYSTEMS866062 | PHYSIOLOGIC MONITORING SYSTEM | PHILIPS MEDICAL SYSTEMS | 866062 | DE671G9086 | INTELLIVUE MX450 PATIENT MONITOR | PHILIPS HEALTHCARE | BROKEN HILL | BHHS, THEATRE | OP37 | 4944 | 43718
A07475BAT | BATTERY, SECONDARY989803135861 | BATTERY, SECONDARY |  | 989803135861 |  | INTELLIVUE MX450/MX500 BATTERY | PHILIPS HEALTHCARE | BROKEN HILL | BHHS, THEATRE |  | 0 | 43718
A07476 | PHYSIOLOGIC MONITORING SYSTEMPHILIPS MEDICAL SYSTEMS866062 | PHYSIOLOGIC MONITORING SYSTEM | PHILIPS MEDICAL SYSTEMS | 866062 | DE671G9087 | INTELLIVUE MX450 PATIENT MONITOR | PHILIPS HEALTHCARE | BROKEN HILL | BHHS, THEATRE | OP37 | 4944 | 43718
A07476BAT | BATTERY, SECONDARY989803135861 | BATTERY, SECONDARY |  | 989803135861 |  | INTELLIVUE MX450/MX500 BATTERY | PHILIPS HEALTHCARE | BROKEN HILL | BHHS, THEATRE |  | 0 | 43718
A07477 | PHYSIOLOGIC MONITORING SYSTEMPHILIPS MEDICAL SYSTEMS866062 | PHYSIOLOGIC MONITORING SYSTEM | PHILIPS MEDICAL SYSTEMS | 866062 | DE671G9088 | INTELLIVUE MX450 PATIENT MONITOR | PHILIPS HEALTHCARE | BROKEN HILL | BHHS, THEATRE | OP08 | 4944 | 43718
A07477BAT | BATTERY, SECONDARY989803135861 | BATTERY, SECONDARY |  | 989803135861 |  | INTELLIVUE MX450/MX500 BATTERY | PHILIPS HEALTHCARE | BROKEN HILL | BHHS, THEATRE |  | 0 | 43718
A07478 | PHYSIOLOGIC MONITORING SYSTEMPHILIPS MEDICAL SYSTEMS866062 | PHYSIOLOGIC MONITORING SYSTEM | PHILIPS MEDICAL SYSTEMS | 866062 | DE671G9089 | INTELLIVUE MX450 PATIENT MONITOR | PHILIPS HEALTHCARE | BROKEN HILL | BHHS, THEATRE | OP37 | 4944 | 43718
A07478BAT | BATTERY, SECONDARY989803135861 | BATTERY, SECONDARY |  | 989803135861 |  | INTELLIVUE MX450/MX500 BATTERY | PHILIPS HEALTHCARE | BROKEN HILL | BHHS, THEATRE |  | 0 | 43718
A07479 | PHYSIOLOGIC MONITORING SYSTEMPHILIPS MEDICAL SYSTEMS866062 | PHYSIOLOGIC MONITORING SYSTEM | PHILIPS MEDICAL SYSTEMS | 866062 | DE671G9090 | INTELLIVUE MX450 PATIENT MONITOR | PHILIPS HEALTHCARE | BROKEN HILL | BHHS, THEATRE | OP13 | 4944 | 43718
A07479BAT | BATTERY, SECONDARY989803135861 | BATTERY, SECONDARY |  | 989803135861 |  | INTELLIVUE MX450/MX500 BATTERY | PHILIPS HEALTHCARE | BROKEN HILL | BHHS, THEATRE |  | 0 | 43718
A07480 | PHYSIOLOGIC MONITORING SYSTEMPHILIPS MEDICAL SYSTEMS867030 | PHYSIOLOGIC MONITORING SYSTEM | PHILIPS MEDICAL SYSTEMS | 867030 | DE61168225 | INTELLIVUE X3 | PHILIPS HEALTHCARE | BROKEN HILL | BHHS, THEATRE |  | 5990 | 43718
A07480BAT | BATTERY, SECONDARYPHILIPS MEDICAL SYSTEMS989803196521 | BATTERY, SECONDARY | PHILIPS MEDICAL SYSTEMS | 989803196521 |  | INTELLIVUE X3 BATTERY | PHILIPS HEALTHCARE | BROKEN HILL | BHHS, THEATRE |  | 0 | 43718
A07481 | PHYSIOLOGIC MONITORING SYSTEMPHILIPS MEDICAL SYSTEMS867030 | PHYSIOLOGIC MONITORING SYSTEM | PHILIPS MEDICAL SYSTEMS | 867030 | DE61168226 | INTELLIVUE X3 | PHILIPS HEALTHCARE | BROKEN HILL | BHHS, THEATRE |  | 5990 | 43718
A07481BAT | BATTERY, SECONDARYPHILIPS MEDICAL SYSTEMS989803196521 | BATTERY, SECONDARY | PHILIPS MEDICAL SYSTEMS | 989803196521 |  | INTELLIVUE X3 BATTERY | PHILIPS HEALTHCARE | BROKEN HILL | BHHS, THEATRE |  | 0 | 43718
A07482 | PHYSIOLOGIC MONITORING SYSTEMPHILIPS MEDICAL SYSTEMS867030 | PHYSIOLOGIC MONITORING SYSTEM | PHILIPS MEDICAL SYSTEMS | 867030 | DE61168231 | INTELLIVUE X3 | PHILIPS HEALTHCARE | BROKEN HILL | BHHS, THEATRE |  | 5990 | 43718
A07482BAT | BATTERY, SECONDARYPHILIPS MEDICAL SYSTEMS989803196521 | BATTERY, SECONDARY | PHILIPS MEDICAL SYSTEMS | 989803196521 |  | INTELLIVUE X3 BATTERY | PHILIPS HEALTHCARE | BROKEN HILL | BHHS, THEATRE |  | 0 | 43718
A07483 | PHYSIOLOGIC MONITORING SYSTEMPHILIPS MEDICAL SYSTEMS867030 | PHYSIOLOGIC MONITORING SYSTEM | PHILIPS MEDICAL SYSTEMS | 867030 | DE61168236 | INTELLIVUE X3 | PHILIPS HEALTHCARE | BROKEN HILL | BHHS, THEATRE |  | 5990 | 43718
A07483BAT | BATTERY, SECONDARYPHILIPS MEDICAL SYSTEMS989803196521 | BATTERY, SECONDARY | PHILIPS MEDICAL SYSTEMS | 989803196521 |  | INTELLIVUE X3 BATTERY | PHILIPS HEALTHCARE | BROKEN HILL | BHHS, THEATRE |  | 0 | 43718
A07484 | PHYSIOLOGIC MONITORING SYSTEMPHILIPS MEDICAL SYSTEMS867030 | PHYSIOLOGIC MONITORING SYSTEM | PHILIPS MEDICAL SYSTEMS | 867030 | DE61168239 | INTELLIVUE X3 | PHILIPS HEALTHCARE | BROKEN HILL | BHHS, THEATRE |  | 5990 | 43718
A07484BAT | BATTERY, SECONDARYPHILIPS MEDICAL SYSTEMS989803196521 | BATTERY, SECONDARY | PHILIPS MEDICAL SYSTEMS | 989803196521 |  | INTELLIVUE X3 BATTERY | PHILIPS HEALTHCARE | BROKEN HILL | BHHS, THEATRE |  | 0 | 43718
A07485 | PHYSIOLOGIC MONITORING SYSTEMPHILIPS MEDICAL SYSTEMS867030 | PHYSIOLOGIC MONITORING SYSTEM | PHILIPS MEDICAL SYSTEMS | 867030 | DE61168326 | INTELLIVUE X3 | PHILIPS HEALTHCARE | BROKEN HILL | BHHS, THEATRE |  | 5990 | 43718
A07485BAT | BATTERY, SECONDARYPHILIPS MEDICAL SYSTEMS989803196521 | BATTERY, SECONDARY | PHILIPS MEDICAL SYSTEMS | 989803196521 |  | INTELLIVUE X3 BATTERY | PHILIPS HEALTHCARE | BROKEN HILL | BHHS, THEATRE |  | 0 | 43718
A07486 | MONITOR, BEDSIDE, RESPIRATION, EXHALED CARBON DIOXIDEPHILIPS MEDICAL SYSTEMS867041 | MONITOR, BEDSIDE, RESPIRATION, EXHALED CARBON DIOXIDE | PHILIPS MEDICAL SYSTEMS | 867041 | DE61423608 | INTELLIVUE MICROSTREAM EXTENSION | PHILIPS HEALTHCARE | BROKEN HILL | BHHS, THEATRE |  | 5188 | 43718
A07487 | MONITOR, BEDSIDE, RESPIRATION, EXHALED CARBON DIOXIDEPHILIPS MEDICAL SYSTEMS867041 | MONITOR, BEDSIDE, RESPIRATION, EXHALED CARBON DIOXIDE | PHILIPS MEDICAL SYSTEMS | 867041 | DE61423924 | INTELLIVUE MICROSTREAM EXTENSION | PHILIPS HEALTHCARE | BROKEN HILL | BHHS, A&E |  | 5188 | 43718
A07489 | HYPERTHERMIA UNIT3M HEALTH CARE USA775 | HYPERTHERMIA UNIT | 3M HEALTH CARE USA | 775 | 154558 | BAIR HUGGER HEATING UNIT | 3M AUSTRALIA PTY LTD | BROKEN HILL | BHHS, THEATRE | BHHS, THEATRE | 0 | 43720
A07490 | HYPERTHERMIA UNIT3M HEALTH CARE USA775 | HYPERTHERMIA UNIT | 3M HEALTH CARE USA | 775 | 154548 | BAIR HUGGER HEATING UNIT | 3M AUSTRALIA PTY LTD | BROKEN HILL | BHHS, THEATRE | BHHS, THEATRE | 0 | 43720
A07491 | HYPERTHERMIA UNIT3M HEALTH CARE USA775 | HYPERTHERMIA UNIT | 3M HEALTH CARE USA | 775 | 154554 | BAIR HUGGER HEATING UNIT | 3M AUSTRALIA PTY LTD | BROKEN HILL | BHHS, THEATRE | BHHS, THEATRE | 0 | 43720
A07492 | HYPERTHERMIA UNIT3M HEALTH CARE USA775 | HYPERTHERMIA UNIT | 3M HEALTH CARE USA | 775 | 153237 | BAIR HUGGER HEATING UNIT | 3M AUSTRALIA PTY LTD | BROKEN HILL | BHHS, THEATRE | BHHS, THEATRE | 0 | 43720
A07493 | HYPERTHERMIA UNIT3M HEALTH CARE USA775 | HYPERTHERMIA UNIT | 3M HEALTH CARE USA | 775 | 154567 | BAIR HUGGER HEATING UNIT | 3M AUSTRALIA PTY LTD | BROKEN HILL | BHHS, THEATRE | BHHS, THEATRE | 0 | 43720
A07494 | HYPERTHERMIA UNIT3M HEALTH CARE USA775 | HYPERTHERMIA UNIT | 3M HEALTH CARE USA | 775 | 154563 | BAIR HUGGER HEATING UNIT | 3M AUSTRALIA PTY LTD | BROKEN HILL | BHHS, THEATRE | BHHS, THEATRE | 0 | 43720
A07495 | HYPERTHERMIA UNIT3M HEALTH CARE USA775 | HYPERTHERMIA UNIT | 3M HEALTH CARE USA | 775 | 154578 | BAIR HUGGER HEATING UNIT | 3M AUSTRALIA PTY LTD | BROKEN HILL | BHHS, ICU/CCU | BHHS, ICU/CCU | 0 | 43720
A07496 | HYPERTHERMIA UNIT3M HEALTH CARE USA775 | HYPERTHERMIA UNIT | 3M HEALTH CARE USA | 775 | 154568 | BAIR HUGGER HEATING UNIT | 3M AUSTRALIA PTY LTD | BROKEN HILL | BHHS, ICU/CCU | BHHS, ICU/CCU | 0 | 43720
A07497 | HYPERTHERMIA UNIT3M HEALTH CARE USA775 | HYPERTHERMIA UNIT | 3M HEALTH CARE USA | 775 | 154576 | BAIR HUGGER HEATING UNIT | 3M AUSTRALIA PTY LTD | BROKEN HILL | BHHS, A&E | BHHS, A&E | 0 | 43720
A07498 | SCALE, PATIENT, FLOORSECA CORP703 | SCALE, PATIENT, FLOOR | SECA CORP | 703 | 5703062187350 | SCALE WITH HEIGHT MEASURING ROD | ECOMED | BROKEN HILL | BHHS, OCCUPATIONAL THERAPY | BHHS, OCCUPATIONAL THERAPY | 1380 | 43725
A07500 | MIXER, DENTAL, AMALGAMSDIULTRAMAT 2 | MIXER, DENTAL, AMALGAM | SDI | ULTRAMAT 2 | 89875 | AMALGAMATOR |  | IVANHOE | IVANHOE, DENTAL | DENTAL | 0 | 43734
A07501 | CURING UNIT, DENTAL LABORATORYSDIRADII PLUS | CURING UNIT, DENTAL LABORATORY | SDI | RADII PLUS | 3-30252 | LED CURING LIGHT | HENRY SCHEIN/ HALAS | IVANHOE | IVANHOE, DENTAL | IVANHOE, DENTAL | 0 | 43734
A07502 | BED, GENERAL-PURPOSE, ELECTRICALLY-POWEREDHILL-ROMP1900 | BED, GENERAL-PURPOSE, ELECTRICALLY-POWERED | HILL-ROM | P1900 | N145AM0226 | TOTAL CARE | HILL-ROM | BALRANALD | BALRANALD | BALRANALD | 0 | 43755
A07502BAT | BATTERY, RECHARGEABLEPANASONICLC-R127R2P | BATTERY, RECHARGEABLE | PANASONIC | LC-R127R2P |  | SLA BATTERY 12V 7.2AH RECHARGABLE | MASTER INSTRUMENTS | BALRANALD | BALRANALD | BALRANALD | 0 | 43761
A07512 | VITAL SIGNS MONITORWELCH ALLYN6000 SERIES | VITAL SIGNS MONITOR | WELCH ALLYN | 6000 SERIES | 100096743418 | VITAL SIGNS MONITOR | WELCH ALLYN AUSTRALIA | BROKEN HILL | BHHS, SPECIALIST CLINIC | BHHS, SPECIALIST CLINIC | 0 | 43760
A07512BATT | BATTERY, SECONDARYWELCH ALLYNBATT99 | BATTERY, SECONDARY | WELCH ALLYN | BATT99 | 0726171130428 | BATTERY PACK | WELCH ALLYN AUSTRALIA | BROKEN HILL | BHHS, SPECIALIST CLINIC | BHHS, SPECIALIST CLINIC | 0 | 43760
A07513 | ALTERNATING-PRESSURE MATTRESS SYSTEMAIDACAREULTIMATE 75 | ALTERNATING-PRESSURE MATTRESS SYSTEM | AIDACARE | ULTIMATE 75 | MA16021789 | INFLATABLE AIR MATTRESS | AIDACARE PTY LTD | BROKEN HILL | BHHS, PALIATIVE CARE | BHHS, PALIATIVE CARE | 0 | 43763
A07516 | X-RAY SYSTEM, DIAGNOSTIC, DENTAL, GENERAL-PURPOSE, EXTRA-ORAL, ANALOGUECARESTREAM HEALTHCS 2200 | X-RAY SYSTEM, DIAGNOSTIC, DENTAL, GENERAL-PURPOSE, EXTRA-ORAL, ANALOGUE | CARESTREAM HEALTH | CS 2200 | BBYO340 |  |  | MENINDEE | MENINDEE, DENTAL |  | 0
A07518 | MIXER, DENTAL, AMALGAMSDIULTRAMAT 2 | MIXER, DENTAL, AMALGAM | SDI | ULTRAMAT 2 | 89888 | AMALGAMATOR |  | MENINDEE | MENINDEE, DENTAL |  | 0
A07519 | DEVICE, VEIN LOCATION, LIQUID CRYSTALACCUVEIN INCAV500 | DEVICE, VEIN LOCATION, LIQUID CRYSTAL | ACCUVEIN INC | AV500 | AV19380078 |  | MUNDIPHARMA PTY LTD | DARETON | DARETON | DARETON | 6750 | 43770
A07520 | BATTERY CHARGERACCUVEIN INCCC500 | BATTERY CHARGER | ACCUVEIN INC | CC500 | CC19350280 | CHARGER | MUNDIPHARMA PTY LTD | DARETON | DARETON | DARETON | 0 | 43770
A07521 | TROLLEY, ELECTROMECHANICAL DEVICEACCUVEIN INCHF570 | TROLLEY, ELECTROMECHANICAL DEVICE | ACCUVEIN INC | HF570 | HF19170064 | HANDS FREE STAND WITH CHARGER | MUNDIPHARMA PTY LTD | DARETON | DARETON | DARETON | 1500 | 43770
A07525 | TABLE, EXAMINATION/TREATMENTPACIFIC MEDICAL AUSTRALIAEL03E | TABLE, EXAMINATION/TREATMENT | PACIFIC MEDICAL AUSTRALIA | EL03E | 190326018 |  | PACIFIC MEDICAL AUSTRALIA | TIBOOBURRA | TIBOOBURRA | TIBOOBURRA | 0 | 43795
A07526 | TABLE, EXAMINATION/TREATMENTPACIFIC MEDICAL AUSTRALIAEL03E | TABLE, EXAMINATION/TREATMENT | PACIFIC MEDICAL AUSTRALIA | EL03E | 180924010 |  | PACIFIC MEDICAL AUSTRALIA | TIBOOBURRA | TIBOOBURRA | TIBOOBURRA | 0 | 43795
A07527 | DENTAL CHAIR, PATIENTADECA-DEC 311B | DENTAL CHAIR, PATIENT | ADEC | A-DEC 311B | 19D311-B17698 | DENTAL CHAIR | ADEC | TIBOOBURRA | TIBOOBURRA, DENTAL | TIBOOBURRA, DENTAL | 0 | 43784
A07528 | X-RAY SYSTEM, DIAGNOSTIC, DENTAL, GENERAL-PURPOSE, INTRAORAL, DIGITALMYRAYRXDC HYPERSPHERE | X-RAY SYSTEM, DIAGNOSTIC, DENTAL, GENERAL-PURPOSE, INTRAORAL, DIGITAL | MYRAY | RXDC HYPERSPHERE | 70633177 | RXDC HYPERSPHERE W.WIRLESS CONTROL | WILLIAM GREEN PTY LTD | TIBOOBURRA | TIBOOBURRA, DENTAL | TIBOOBURRA, DENTAL | 0 | 43784
A07530 | X-RAY SYSTEM, DIAGNOSTIC, DENTAL, GENERAL-PURPOSE, EXTRA-ORAL, ANALOGUECARESTREAM HEALTHCS 2200 | X-RAY SYSTEM, DIAGNOSTIC, DENTAL, GENERAL-PURPOSE, EXTRA-ORAL, ANALOGUE | CARESTREAM HEALTH | CS 2200 | BCYO079 |  | CARESTREAM (CPI) | WHITE CLIFFS | WHITE CLIFFS | WHITE CLIFFS | 0 | 43803
A07531 | ANGIOGRAPH, OCTCARL ZEISS INC5000 | ANGIOGRAPH, OCT | CARL ZEISS INC | 5000 | 5000-21639 | CIRRUS HD-OCT SIP NUMBER: 204013 COPY OF SOFTWARE AND USER DOCS ON USB STICKS IN BIOMED OFFICE | CARL ZEISS PTY LTD | BROKEN HILL | BHHS, SPECIALIST CLINIC | BHHS, SPECIALIST CLINIC | 103990 | 43808
A07532 | TABLE, EXAMINATION/TREATMENT, OPHTHALMICCARL ZEISS INCCV-230 | TABLE, EXAMINATION/TREATMENT, OPHTHALMIC | CARL ZEISS INC | CV-230 | CV230-7001 | ADJUSTABLE TABLE | CARL ZEISS PTY LTD | BROKEN HILL | BHHS, SPECIALIST CLINIC | BHHS, SPECIALIST CLINIC | 0 | 43808
A07533 | PRINTER, LASERHPM454DW | PRINTER, LASER | HP | M454DW | VNC3T00243 | COLOUR LASER PRINTER | CARL ZEISS PTY LTD | BROKEN HILL | BHHS, SPECIALIST CLINIC | BHHS, SPECIALIST CLINIC | 0 | 43808
A07534 | SCALE, STAND-ON, PATIENTWEDDERBURNWM202 | SCALE, STAND-ON, PATIENT | WEDDERBURN | WM202 | WD200229 | PHYSICIAN SCALE | WEDDERBURN SCALES | BROKEN HILL | COMMUNITY HEALTH CENTRE | NORTH PUBLIC SCHOOL | 0 | 43808
A07535 | SCALE, STAND-ON, PATIENTWEDDERBURNWM202 | SCALE, STAND-ON, PATIENT | WEDDERBURN | WM202 | WD200241 | PHYSICIAN SCALE | WEDDERBURN SCALES | BROKEN HILL | COMMUNITY HEALTH CENTRE | ALMA PUBLIC SCHOOL | 0 | 43808
A07536 | SCALE, STAND-ON, PATIENTWEDDERBURNWM202 | SCALE, STAND-ON, PATIENT | WEDDERBURN | WM202 | WD200218 | PHYSICIAN SCALE | WEDDERBURN SCALES | BROKEN HILL | COMMUNITY HEALTH CENTRE | BURKE WARD PUBLIC SCHOOL | 0 | 43808
A07537 | SCALE, STAND-ON, PATIENTWEDDERBURNWM202 | SCALE, STAND-ON, PATIENT | WEDDERBURN | WM202 | WD200237 | PHYSICIAN SCALE | WEDDERBURN SCALES | BROKEN HILL | COMMUNITY HEALTH CENTRE | RAILWAYTOWN PUBLIC SCHOOL | 0 | 43808
A07538 | SCALE, STAND-ON, PATIENTWEDDERBURNWM202 | SCALE, STAND-ON, PATIENT | WEDDERBURN | WM202 | WD200235 | PHYSICIAN SCALE | WEDDERBURN SCALES | BROKEN HILL | COMMUNITY HEALTH CENTRE | WILLYAMA HIGH SCHOOL | 0 | 43808
A07539 | SCALE, STAND-ON, PATIENTWEDDERBURNWM202 | SCALE, STAND-ON, PATIENT | WEDDERBURN | WM202 | WD200247 | PHYSICIAN SCALE | WEDDERBURN SCALES | BROKEN HILL | COMMUNITY HEALTH CENTRE | BROKEN HILL HIGH SCHOOL | 0 | 43808
A07540 | SCALE, STAND-ON, PATIENTWEDDERBURNWM202 | SCALE, STAND-ON, PATIENT | WEDDERBURN | WM202 | WD200248 | PHYSICIAN SCALE | WEDDERBURN SCALES | BROKEN HILL | COMMUNITY HEALTH CENTRE | MORGAN ST PUBLIC SCHOOL | 0 | 43808
A07541 | SCALE, STAND-ON, PATIENTWEDDERBURNWM202 | SCALE, STAND-ON, PATIENT | WEDDERBURN | WM202 | WD200233 | PHYSICIAN SCALE | WEDDERBURN SCALES | BROKEN HILL | COMMUNITY HEALTH CENTRE | SACRED HEART PUBLIC SCHOOL | 0 | 43808
A07542 | SCALE, STAND-ON, PATIENTWEDDERBURNWM202 | SCALE, STAND-ON, PATIENT | WEDDERBURN | WM202 | WD200225 | PHYSICIAN SCALE | WEDDERBURN SCALES | BROKEN HILL | COMMUNITY HEALTH CENTRE | BROKEN HILL PUBLIC SCHOOL | 0 | 43808
A07543 | TEST INSTRUMENT, PATIENT SIMULATORFLUKEPROSIM 8 | TEST INSTRUMENT, PATIENT SIMULATOR | FLUKE | PROSIM 8 | 4790906 |  | DOMO-TECHNICA | BROKEN HILL | BHHS, BIOMEDICAL | BI01 | 17695 | 43808
A07544 | X-RAY SYSTEM, DIAGNOSTIC, DENTAL, GENERAL-PURPOSE, INTRAORAL, DIGITALMYRAYRXDC HYPERSPHERE | X-RAY SYSTEM, DIAGNOSTIC, DENTAL, GENERAL-PURPOSE, INTRAORAL, DIGITAL | MYRAY | RXDC HYPERSPHERE | 70632758 |  | WILLIAM GREEN PTY LTD | WILCANNIA | WILCANNIA |  | 0
A07545 | PRINTER, LASERBROTHERHL-2350DW | PRINTER, LASER | BROTHER | HL-2350DW | 84UH5H00106 | PRINTER | SPICER'S OFFICE EQUIPMENT | BROKEN HILL | BHHS, SPECIALIST CLINIC | BHHS, SPECIALIST CLINIC | 159 | 43815
A07546 | NEBULIZEREBOS GROUPECON-O-MIST FORTE | NEBULIZER | EBOS GROUP | ECON-O-MIST FORTE | 16AI38 2465 | NEBULIZER | ALLERSEARCH | BROKEN HILL | BHHS, PALIATIVE CARE | BHHS, PALIATIVE CARE | 0 | 43838
A07547 | BED MONITORING SYSTEMCONSENGFS CHAIR/BED MONITOR W/ REMOTE ALARM | BED MONITORING SYSTEM | CONSENG | FS CHAIR/BED MONITOR W/ REMOTE ALARM | MPM-72-1219 | INVISA-BEAM | TOTAL MOBILITY | WILCANNIA | WILCANNIA | WILCANNIA | 0 | 43844
A07548 | SCALE, PATIENT, INFANTADEM112600U | SCALE, PATIENT, INFANT | ADE | M112600U | 52471-0000663 | D= 5 GRAMS MAX= 20KG |  | IVANHOE | IVANHOE | IVANHOE | 240 | 43845
A07549 | DEFIBRILLATOR, AUTOMATEDPHYSIO-CONTROL INC.320371500493 | DEFIBRILLATOR, AUTOMATED | PHYSIO-CONTROL INC. | 320371500493 | 48491296 | LIFEPAK 1000 | PHYSIO CONTROL AUSTRALIA | BROKEN HILL | BHHS, UDRH | BHHS, UDRH | 2000 | 43850
A07549BAT | BATTERY, PRIMARYPHYSIO-CONTROL INC.3205379-006 | BATTERY, PRIMARY | PHYSIO-CONTROL INC. | 3205379-006 |  | LIFEPAK 1000 BATTERY | PHYSIO CONTROL AUSTRALIA | BROKEN HILL | BHHS, UDRH | BHHS, UDRH | 385 | 43850
A07550 | DEFIBRILLATOR, AUTOMATEDPHYSIO-CONTROL INC.320371500493 | DEFIBRILLATOR, AUTOMATED | PHYSIO-CONTROL INC. | 320371500493 | 48491295 | LIFEPAK 1000 | PHYSIO CONTROL AUSTRALIA | BROKEN HILL | BHHS, UDRH | BHHS, UDRH | 2000 | 43850
A07550BAT | BATTERY, PRIMARYPHYSIO-CONTROL INC.3205379-006 | BATTERY, PRIMARY | PHYSIO-CONTROL INC. | 3205379-006 |  | LIFEPAK 1000 BATTERY | PHYSIO CONTROL AUSTRALIA | BROKEN HILL | BHHS, UDRH | BHHS, UDRH | 385 | 43850
A07551 | DEFIBRILLATOR, AUTOMATEDPHYSIO-CONTROL INC.320371500493 | DEFIBRILLATOR, AUTOMATED | PHYSIO-CONTROL INC. | 320371500493 | 48491298 | LIFEPAK 1000 | PHYSIO CONTROL AUSTRALIA | BROKEN HILL | BHHS, UDRH | BHHS, UDRH | 2000 | 43850
A07551BAT | BATTERY, PRIMARYPHYSIO-CONTROL INC.3205379-006 | BATTERY, PRIMARY | PHYSIO-CONTROL INC. | 3205379-006 |  | LIFEPAK 1000 BATTERY | PHYSIO CONTROL AUSTRALIA | BROKEN HILL | BHHS, UDRH | BHHS, UDRH | 385 | 43850
A07552 | BATTERY, SECONDARYINSPIRED ENERGYNI2020ED29 | BATTERY, SECONDARY | INSPIRED ENERGY | NI2020ED29 |  |  | MASTER INSTRUMENTS | IVANHOE | IVANHOE, A&E | EMERGENCY | 320 | 43556
A07553 | AEROSOL GENERATORALLERSEARCHVENTALAIR MAX | AEROSOL GENERATOR | ALLERSEARCH | VENTALAIR MAX | 18A1510929 | AEROSOL GENERATOR | EBOS GROUP PTY LTD | BROKEN HILL | BHHS, A&E | BHHS, A&E | 165 | 43858
A07557 | THERMOMETER, ELECTRONICWELCH ALLYN692 | THERMOMETER, ELECTRONIC | WELCH ALLYN | 692 | 17178640 | SURE TEMP PLUS | WELCH ALLYN AUSTRALIA | BROKEN HILL | BHHS, PALIATIVE CARE | BHHS, PALIATIVE CARE | 425 | 43868
A07558 | THERMOMETER, ELECTRONICWELCH ALLYN692 | THERMOMETER, ELECTRONIC | WELCH ALLYN | 692 | 17182293 | SURE TEMP PLUS | WELCH ALLYN AUSTRALIA | BROKEN HILL | BHHS, PALIATIVE CARE | BHHS, PALIATIVE CARE | 425 | 43868
A07559 | THERMOMETER, ELECTRONICWELCH ALLYN692 | THERMOMETER, ELECTRONIC | WELCH ALLYN | 692 | 17178639 | SURE TEMP PLUS | WELCH ALLYN AUSTRALIA | BROKEN HILL | BHHS, PALIATIVE CARE | BHHS, PALIATIVE CARE | 425 | 43868
A07560 | TELEVISION SETHISENSE24P2 | TELEVISION SET | HISENSE | 24P2 | HI9300891-H2401 |  | HARVEY NORMAN | BROKEN HILL | BHHS, SURGICAL | SU27 | 0 | 43871
A07561 | TELEVISION SETHISENSE24P2 | TELEVISION SET | HISENSE | 24P2 | HI9C00923-H2401 | BED 19 MEDICAL | HARVEY NORMAN | BROKEN HILL | BHHS, MEDICAL | BHHS, MEDICAL | 195 | 43871
A07562 | TELEVISION SETHISENSE24P2 | TELEVISION SET | HISENSE | 24P2 | HI9C00887-H2401 |  | HARVEY NORMAN | BROKEN HILL | BHHS, SURGICAL | SU19 | 195 | 43871
A07564 | BATTERY CHARGERWELCH ALLYN710 | BATTERY CHARGER | WELCH ALLYN | 710 |  | OTTOSCOPE BATTERY CHARGER | WELCH ALLYN AUSTRALIA | MENINDEE | MENINDEE | MENINDEE | 995 | 43881
A07565 | AEROSOL GENERATORFLAEM NUOVA S.P.A.ECON-O-MIST FORTE AE 650-040 | AEROSOL GENERATOR | FLAEM NUOVA S.P.A. | ECON-O-MIST FORTE AE 650-040 | 14AB21 0980 | NEBULISER | ALLERSEARCH | BROKEN HILL | BHHS, PALIATIVE CARE | BHHS, PALIATIVE CARE | 0 | 43895
A07566 | ELECTROSURGICAL UNIT, GENERAL-PURPOSECONMED CORP7-900-230 | ELECTROSURGICAL UNIT, GENERAL-PURPOSE | CONMED CORP | 7-900-230 | 02DGJ442 | HYFRECATOR2000 | CONMED INVERTEC | BROKEN HILL | BHHS, SPECIALIST CLINIC | BHHS, SPECIALIST CLINIC | 0 | 43895
A07567 | PATIENT MONITOR, BED-LEAVINGINVISA-BEAM INTERNATIONAL PTY LTDINVISA-BEAM | PATIENT MONITOR, BED-LEAVING | INVISA-BEAM INTERNATIONAL PTY LTD | INVISA-BEAM | MPM-32-0619 | BIRDIE ALARM | TOTAL MOBILITY | BROKEN HILL | BHHS, SUB ACUTE REHAB | SUB ACUTE REHAB | 0 | 43896
A07568 | SPIROMETER, DIAGNOSTICNDD MEDICAL TECHNOLOGIES2500 | SPIROMETER, DIAGNOSTIC | NDD MEDICAL TECHNOLOGIES | 2500 | 1120686 | EASYONE AIR SPIROMETER | NICHE MEDICAL | DARETON | DARETON, PRIMARY HEALTH | DARETON, PRIMARY HEALTH | 2900 | 43896
A07569 | OXYGEN CONCENTRATORRESPIRONICS INCEVERFLO OPI | OXYGEN CONCENTRATOR | RESPIRONICS INC | EVERFLO OPI | 0027572 | OXYGEN CONCENTRATOR | PHILIPS RESPIRONICS AUSTRALIA | BROKEN HILL | BHHS, PALIATIVE CARE | BHHS, PALIATIVE CARE | 1377.5 | 43899
A07570 | OXYGEN CONCENTRATORRESPIRONICS INCEVERFLO OPI | OXYGEN CONCENTRATOR | RESPIRONICS INC | EVERFLO OPI | 0027612 | OXYGEN CONCENTRATOR | PHILIPS RESPIRONICS AUSTRALIA | BROKEN HILL | BHHS, PALIATIVE CARE | BHHS, PALIATIVE CARE | 1377.5 | 43899
A07571 | OXYGEN CONCENTRATORRESPIRONICS INCEVERFLO OPI | OXYGEN CONCENTRATOR | RESPIRONICS INC | EVERFLO OPI | 0027613 | OXYGEN CONCENTRATOR | PHILIPS RESPIRONICS AUSTRALIA | BROKEN HILL | BHHS, PALIATIVE CARE | BHHS, PALIATIVE CARE | 1349 | 43903
A07572 | OXYGEN CONCENTRATORRESPIRONICS INCEVERFLO OPI | OXYGEN CONCENTRATOR | RESPIRONICS INC | EVERFLO OPI | 0027606 | OXYGEN CONCENTRATOR | PHILIPS RESPIRONICS AUSTRALIA | BROKEN HILL | BHHS, PALIATIVE CARE | BHHS, PALIATIVE CARE | 1349 | 43903
A07573 | NEBULIZERLIBERTYLIBERTY | NEBULIZER | LIBERTY | LIBERTY | 16AI76 0853 | NEBULISER | AIDACARE PTY LTD | DARETON | DARETON | DARETON | 0 | 43930
A07574 | OXYGEN CONCENTRATORSEQUAL TECHNOLOGIESECLIPSE 5 AUTOSAT | OXYGEN CONCENTRATOR | SEQUAL TECHNOLOGIES | ECLIPSE 5 AUTOSAT | GPB0917080037 |  |  | DARETON | DARETON, COMMUNITY HEALTH | DARETON, COMMUNITY HEALTH | 0 | 43930
A07575 | X-RAY SYSTEM, DIAGNOSTIC, DENTAL, GENERAL-PURPOSE, EXTRA-ORAL, ANALOGUETROPHYELITYS | X-RAY SYSTEM, DIAGNOSTIC, DENTAL, GENERAL-PURPOSE, EXTRA-ORAL, ANALOGUE | TROPHY | ELITYS | XIQG080 |  | WILLIAM GREEN PTY LTD | DARETON | DARETON | DENTAL | 0 | 37622
A07577 | PUMP, ALTERNATING-PRESSURE PADARJO HUNTLEIGHALPHA RESPONSE | PUMP, ALTERNATING-PRESSURE PAD | ARJO HUNTLEIGH | ALPHA RESPONSE | 1600046606 | INFLATABLE MATTRESS SYSTEM | ARJO HUNTLEIGH | BROKEN HILL | BHHS, MEDICAL | BHHS, MEDICAL | 1300 | 43906
A07578 | NEBULIZERFLAEM NUOVA S.P.A.ECON-O-MIST FORTE | NEBULIZER | FLAEM NUOVA S.P.A. | ECON-O-MIST FORTE | 06AB40A0257 | NEBULISER | ALLERSEARCH | BALRANALD | BALRANALD | BALRANALD | 0 | 43909
A07579 | THERMOMETER, ELECTRONICWELCH ALLYN692 | THERMOMETER, ELECTRONIC | WELCH ALLYN | 692 | 17178643 |  | WELCH ALLYN AUSTRALIA | BROKEN HILL | BHHS, ICU/CCU | BHHS, ICU/CCU | 0 | 43909
A07581 | SCALE, PATIENT, FLOORSECA CORP703 7821009 | SCALE, PATIENT, FLOOR | SECA CORP | 703 7821009 | 5703189175460 |  | ECOMED | DARETON | DARETON | DENTAL | 0 | 43910
A07582 | SCALE, PATIENT, FLOORSECA CORP876 | SCALE, PATIENT, FLOOR | SECA CORP | 876 | 10000000264230 |  | ECOMED | DARETON | DARETON | DARETON | 600 | 43913
A07583 | SCALE, PATIENT, FLOORSECA CORP876 | SCALE, PATIENT, FLOOR | SECA CORP | 876 | 10000000256761 |  | ECOMED | DARETON | DARETON | DARETON | 600 | 43913
A07584 | VENTILATOR, CONTINUOUS, LIFE-SUPPORTINGZOLL MEDICALZ VENT | VENTILATOR, CONTINUOUS, LIFE-SUPPORTING | ZOLL MEDICAL | Z VENT | AY18L007149 | VENTILATOR | ZOLL MEDICAL AUSTRALIA | TIBOOBURRA | TIBOOBURRA | TIBOOBURRA | 15160 | 43921
A07585 | VENTILATOR, CONTINUOUS, LIFE-SUPPORTINGZOLL MEDICALZ VENT | VENTILATOR, CONTINUOUS, LIFE-SUPPORTING | ZOLL MEDICAL | Z VENT | AY18L007119 | VENTILATOR | ZOLL MEDICAL AUSTRALIA | IVANHOE | IVANHOE | IVANHOE | 15160 | 43921
A07586 | VENTILATOR, CONTINUOUS, LIFE-SUPPORTINGZOLL MEDICALZ VENT | VENTILATOR, CONTINUOUS, LIFE-SUPPORTING | ZOLL MEDICAL | Z VENT | AY18L007068 | VENTILATOR | ZOLL MEDICAL AUSTRALIA | BALRANALD | BALRANALD | BALRANALD | 15160 | 43921
A07587 | VENTILATOR, CONTINUOUS, LIFE-SUPPORTINGZOLL MEDICALZ VENT | VENTILATOR, CONTINUOUS, LIFE-SUPPORTING | ZOLL MEDICAL | Z VENT | AY18L007077 | VENTILATOR | ZOLL MEDICAL AUSTRALIA | MENINDEE | MENINDEE | MENINDEE | 15160 | 43921
A07588 | VENTILATOR, CONTINUOUS, LIFE-SUPPORTINGZOLL MEDICALZ VENT | VENTILATOR, CONTINUOUS, LIFE-SUPPORTING | ZOLL MEDICAL | Z VENT | AY18L007081 | VENTILATOR | ZOLL MEDICAL AUSTRALIA | WILCANNIA | WILCANNIA | WILCANNIA | 15160 | 43921
A07589 | VENTILATOR, CONTINUOUS, LIFE-SUPPORTINGZOLL MEDICALZ VENT | VENTILATOR, CONTINUOUS, LIFE-SUPPORTING | ZOLL MEDICAL | Z VENT | AY18L007087 | VENTILATOR | ZOLL MEDICAL AUSTRALIA | WHITE CLIFFS | WHITE CLIFFS | WHITE CLIFFS | 15160 | 43921
A07595 | THERMOMETER, ELECTRONICWELCH ALLYN692 | THERMOMETER, ELECTRONIC | WELCH ALLYN | 692 | 19203129 | SURE TEMP PLUS | WELCH ALLYN AUSTRALIA | BROKEN HILL | BHHS, ICU/CCU | BHHS, ICU/CCU | 0 | 43923
A07596 | THERMOMETER, ELECTRONICWELCH ALLYN692 | THERMOMETER, ELECTRONIC | WELCH ALLYN | 692 | 19336647 | SURE TEMP PLUS | WELCH ALLYN AUSTRALIA | BROKEN HILL | BHHS, ICU/CCU | BHHS, ICU/CCU | 0 | 43923
A07599 | HUMIDIFIERFISHER & PAYKEL HEALTHCARE950ANZ | HUMIDIFIER | FISHER & PAYKEL HEALTHCARE | 950ANZ | 200108005882 | SUPPLIED WITH SENSOR CARTRIDGE SN 2001090008069 | FISHER & PAYKEL HEALTHCARE | BROKEN HILL | BHHS, ICU/CCU | BHHS, ICU/CCU | 4450 | 43927
A07600 | AEROSOL GENERATORALLERSEARCHVENTALAIR MAX | AEROSOL GENERATOR | ALLERSEARCH | VENTALAIR MAX | 19AE980921 | AEROSOL GENERATOR | EBOS GROUP PTY LTD | BROKEN HILL | BHHS, MEDICAL | BHHS, MEDICAL | 165 | 43928
A07601 | INFUSION PUMP, SYRINGEFRESENIUSZ018792 | INFUSION PUMP, SYRINGE | FRESENIUS | Z018792 | 24158527 | AGILIA SP MC WIFI AU | FRESENIUS KABI | BROKEN HILL | BHHS, ICU/CCU | BHHS, ICU/CCU | 0 | 43935
A07602 | INFUSION PUMP, SYRINGEFRESENIUSZ018792 | INFUSION PUMP, SYRINGE | FRESENIUS | Z018792 | 24158958 | AGILIA SP MC WIFI AU | FRESENIUS KABI | BROKEN HILL | BHHS, ICU/CCU | BHHS, ICU/CCU | 0 | 43935
A07603 | INFUSION PUMP, SYRINGEFRESENIUSZ018792 | INFUSION PUMP, SYRINGE | FRESENIUS | Z018792 | 24158681 | AGILIA SP MC WIFI AU | FRESENIUS KABI | BROKEN HILL | BHHS, ICU/CCU | BHHS, ICU/CCU | 0 | 43935
A07604 | INFUSION PUMP, SYRINGEFRESENIUSZ018792 | INFUSION PUMP, SYRINGE | FRESENIUS | Z018792 | 24158060 | AGILIA SP MC WIFI AU | FRESENIUS KABI | BROKEN HILL | BHHS, ICU/CCU | BHHS, ICU/CCU | 0 | 43935
A07605 | INFUSION PUMP, SYRINGEFRESENIUSZ018792 | INFUSION PUMP, SYRINGE | FRESENIUS | Z018792 | 24158063 | AGILIA SP MC WIFI AU | FRESENIUS KABI | BROKEN HILL | BHHS, ICU/CCU | BHHS, ICU/CCU | 0 | 43935
A07606 | INFUSION PUMP, SYRINGEFRESENIUSZ018792 | INFUSION PUMP, SYRINGE | FRESENIUS | Z018792 | 24158678 | AGILIA SP MC WIFI AU | FRESENIUS KABI | BROKEN HILL | BHHS, ICU/CCU | BHHS, ICU/CCU | 0 | 43935
A07607 | INFUSION PUMP, SYRINGEFRESENIUSZ018792 | INFUSION PUMP, SYRINGE | FRESENIUS | Z018792 | 24158802 | AGILIA SP MC WIFI AU | FRESENIUS KABI | BROKEN HILL | BHHS, ICU/CCU | BHHS, ICU/CCU | 0 | 43935
A07608 | INFUSION PUMP, SYRINGEFRESENIUSZ018792 | INFUSION PUMP, SYRINGE | FRESENIUS | Z018792 | 24127150 | AGILIA SP MC WIFI AU | FRESENIUS KABI | BROKEN HILL | BHHS, ICU/CCU | BHHS, ICU/CCU | 0 | 43935
A07609 | INFUSION PUMP, SYRINGEFRESENIUSZ018792 | INFUSION PUMP, SYRINGE | FRESENIUS | Z018792 | 24158816 | AGILIA SP MC WIFI AU | FRESENIUS KABI | BROKEN HILL | BHHS, ICU/CCU | BHHS, ICU/CCU | 0 | 43935
A07610 | INFUSION PUMP, SYRINGEFRESENIUSZ018792 | INFUSION PUMP, SYRINGE | FRESENIUS | Z018792 | 24127155 | AGILIA SP MC WIFI AU | FRESENIUS KABI | BROKEN HILL | BHHS, ICU/CCU | BHHS, ICU/CCU | 0 | 43935
A07611 | VENTILATOR, ADULTMAQUETSERVO-U | VENTILATOR, ADULT | MAQUET | SERVO-U | 31018 | SUPPLIED WITH NEONATAL OPTION | GETINGE GROUP | BROKEN HILL | BHHS, ICU/CCU | BHHS, ICU/CCU | 66050 | 43936
A07612 | BATTERY, SECONDARYMAQUET64 87 180 | BATTERY, SECONDARY | MAQUET | 64 87 180 |  | BATTERY MODULE, 12V 3500MAH NMH |  | BROKEN HILL | BHHS, ICU/CCU |  | 0 | 43936
A07613 | BATTERY, SECONDARYMAQUET64 87 180 | BATTERY, SECONDARY | MAQUET | 64 87 180 |  | BATTERY MODULE, 12V 3500MAH NMH |  | BROKEN HILL | BHHS, ICU/CCU |  | 0 | 43936
A07614 | THERMOMETER, INFRARED, SKINJOYTECHDET-306 | THERMOMETER, INFRARED, SKIN | JOYTECH | DET-306 |  |  | BLACKWOODS BROKEN HILL | BALRANALD | BALRANALD | BALRANALD | 160 | 43943
A07615 | THERMOMETER, INFRARED, SKINJOYTECHDET-306 | THERMOMETER, INFRARED, SKIN | JOYTECH | DET-306 |  |  | BLACKWOODS BROKEN HILL | BALRANALD | BALRANALD | BALRANALD | 160 | 43943
A07616 | THERMOMETER, INFRARED, SKINJOYTECHDET-306 | THERMOMETER, INFRARED, SKIN | JOYTECH | DET-306 |  |  | BLACKWOODS BROKEN HILL | BALRANALD | BALRANALD | BALRANALD | 160 | 43943
A07617 | THERMOMETER, INFRARED, SKINJOYTECHDET-306 | THERMOMETER, INFRARED, SKIN | JOYTECH | DET-306 |  |  | BLACKWOODS BROKEN HILL | WENTWORTH | WENTWORTH | WENTWORTH | 160 | 43943
A07619 | THERMOMETER, INFRARED, SKINJOYTECHDET-306 | THERMOMETER, INFRARED, SKIN | JOYTECH | DET-306 |  |  | BLACKWOODS BROKEN HILL | DARETON | DARETON | DARETON | 160 | 43943
A07620 | THERMOMETER, INFRARED, SKINJOYTECHDET-306 | THERMOMETER, INFRARED, SKIN | JOYTECH | DET-306 |  |  | BLACKWOODS BROKEN HILL | TIBOOBURRA | TIBOOBURRA | TIBOOBURRA | 160 | 43943
A07621 | THERMOMETER, INFRARED, SKINJOYTECHDET-306 | THERMOMETER, INFRARED, SKIN | JOYTECH | DET-306 |  |  | BLACKWOODS BROKEN HILL | MENINDEE | MENINDEE | MENINDEE | 160 | 43943
A07622 | THERMOMETER, INFRARED, SKINJOYTECHDET-306 | THERMOMETER, INFRARED, SKIN | JOYTECH | DET-306 |  |  | BLACKWOODS BROKEN HILL | WHITE CLIFFS | WHITE CLIFFS | WHITE CLIFFS | 160 | 43943
A07623 | THERMOMETER, INFRARED, SKINJOYTECHDET-306 | THERMOMETER, INFRARED, SKIN | JOYTECH | DET-306 |  |  | BLACKWOODS BROKEN HILL | WILCANNIA | WILCANNIA | WILCANNIA | 160 | 43943
A07624 | THERMOMETER, INFRARED, SKINJOYTECHDET-306 | THERMOMETER, INFRARED, SKIN | JOYTECH | DET-306 |  |  | BLACKWOODS BROKEN HILL | WILCANNIA | WILCANNIA | WILCANNIA | 160 | 43943
A07625 | THERMOMETER, INFRARED, SKINJOYTECHDET-306 | THERMOMETER, INFRARED, SKIN | JOYTECH | DET-306 |  |  | BLACKWOODS BROKEN HILL | IVANHOE | IVANHOE | IVANHOE | 160 | 43943
A07626 | THERMOMETER, INFRARED, SKINJOYTECHDET-306 | THERMOMETER, INFRARED, SKIN | JOYTECH | DET-306 |  | COMMUNITY NURSING (HOME VISITS) | BLACKWOODS BROKEN HILL | BROKEN HILL | BHHS |  | 160 | 43943
A07627 | THERMOMETER, INFRARED, SKINJOYTECHDET-306 | THERMOMETER, INFRARED, SKIN | JOYTECH | DET-306 |  |  | BLACKWOODS BROKEN HILL | BROKEN HILL | COMMUNITY HEALTH CENTRE | ALMA PUBLIC SCHOOL | 160 | 43943
A07628 | THERMOMETER, INFRARED, SKINJOYTECHDET-306 | THERMOMETER, INFRARED, SKIN | JOYTECH | DET-306 |  | RAMHP | BLACKWOODS BROKEN HILL | BROKEN HILL | BHHS, MENTAL HEALTH DRUG & ALCOHOL | BHHS, MENTAL HEALTH DRUG & ALCOHOL | 160 | 43943
A07629 | THERMOMETER, INFRARED, SKINJOYTECHDET-306 | THERMOMETER, INFRARED, SKIN | JOYTECH | DET-306 |  | CAMHS | BLACKWOODS BROKEN HILL | BROKEN HILL | BHHS, MENTAL HEALTH DRUG & ALCOHOL | BHHS, MENTAL HEALTH DRUG & ALCOHOL | 160 | 43943
A07630 | THERMOMETER, INFRARED, SKINJOYTECHDET-306 | THERMOMETER, INFRARED, SKIN | JOYTECH | DET-306 |  | OUTREACH SERVICES | BLACKWOODS BROKEN HILL | BROKEN HILL | BHHS, MENTAL HEALTH DRUG & ALCOHOL | BHHS, MENTAL HEALTH DRUG & ALCOHOL | 160 | 43943
A07631 | THERMOMETER, INFRARED, SKINJOYTECHDET-306 | THERMOMETER, INFRARED, SKIN | JOYTECH | DET-306 |  | OUTREACH SERVICES | BLACKWOODS BROKEN HILL | BROKEN HILL | BHHS, MENTAL HEALTH DRUG & ALCOHOL | BHHS, MENTAL HEALTH DRUG & ALCOHOL | 160 | 43943
A07632 | THERMOMETER, INFRARED, SKINJOYTECHDET-306 | THERMOMETER, INFRARED, SKIN | JOYTECH | DET-306 |  |  | BLACKWOODS BROKEN HILL | BROKEN HILL | COMMUNITY HEALTH CENTRE | MORGAN ST PUBLIC SCHOOL | 160 | 43943
A07633 | THERMOMETER, INFRARED, SKINJOYTECHDET-306 | THERMOMETER, INFRARED, SKIN | JOYTECH | DET-306 |  | AGED CARE SERVICES, MICHELLE MCKEE IN ELLOURA LODGE | BLACKWOODS BROKEN HILL | BROKEN HILL | BHHS |  | 160 | 43943
A07634 | THERMOMETER, INFRARED, SKINJOYTECHDET-306 | THERMOMETER, INFRARED, SKIN | JOYTECH | DET-306 |  |  | BLACKWOODS BROKEN HILL | BROKEN HILL | BHHS, A&E | BHHS, A&E | 160 | 43943
A07635 | THERMOMETER, INFRARED, SKINJOYTECHDET-306 | THERMOMETER, INFRARED, SKIN | JOYTECH | DET-306 |  |  | BLACKWOODS BROKEN HILL | BROKEN HILL | COMMUNITY HEALTH CENTRE | BURKE WARD PUBLIC SCHOOL | 160 | 43943
A07636 | THERMOMETER, INFRARED, SKINJOYTECHDET-306 | THERMOMETER, INFRARED, SKIN | JOYTECH | DET-306 |  | DARETON CMHT | BLACKWOODS BROKEN HILL | DARETON | DARETON | DARETON | 160 | 43943
A07637 | THERMOMETER, INFRARED, SKINJOYTECHDET-306 | THERMOMETER, INFRARED, SKIN | JOYTECH | DET-306 |  | ELLOURA LODGE - MEL CUMMING | BLACKWOODS BROKEN HILL | BROKEN HILL | BHHS |  | 160 | 43943
A07638 | THERMOMETER, INFRARED, SKINJOYTECHDET-306 | THERMOMETER, INFRARED, SKIN | JOYTECH | DET-306 |  | BHHS CMHT - JODIE MILLER | BLACKWOODS BROKEN HILL | BROKEN HILL | BHHS |  | 160 | 43943
A07639 | THERMOMETER, INFRARED, SKINJOYTECHDET-306 | THERMOMETER, INFRARED, SKIN | JOYTECH | DET-306 |  | MERIT - JODIE MILLER | BLACKWOODS BROKEN HILL | BROKEN HILL | BHHS |  | 160 | 43943
A07640 | THERMOMETER, INFRARED, SKINJOYTECHDET-306 | THERMOMETER, INFRARED, SKIN | JOYTECH | DET-306 |  | ALLIED HEALTH | BLACKWOODS BROKEN HILL | BROKEN HILL | BHHS |  | 160 | 43943
A07641 | THERMOMETER, INFRARED, SKINJOYTECHDET-306 | THERMOMETER, INFRARED, SKIN | JOYTECH | DET-306 |  | VIOLENCE & NEGLECT - JODIE MILLER | BLACKWOODS BROKEN HILL | BROKEN HILL | BHHS |  | 160 | 43943
A07642 | THERMOMETER, INFRARED, SKINJOYTECHDET-306 | THERMOMETER, INFRARED, SKIN | JOYTECH | DET-306 |  | DARETON COMMUNITY PAL CARE | BLACKWOODS BROKEN HILL | DARETON | DARETON, COMMUNITY HEALTH | DARETON, COMMUNITY HEALTH | 160 | 43943
A07643 | THERMOMETER, INFRARED, SKINJOYTECHDET-306 | THERMOMETER, INFRARED, SKIN | JOYTECH | DET-306 |  |  | BLACKWOODS BROKEN HILL | BROKEN HILL | BHHS, PALIATIVE CARE | BHHS, PALIATIVE CARE | 160 | 43943
A07644 | THERMOMETER, INFRARED, SKINJOYTECHDET-306 | THERMOMETER, INFRARED, SKIN | JOYTECH | DET-306 |  |  | BLACKWOODS BROKEN HILL | BROKEN HILL | BHHS, PALIATIVE CARE | BHHS, PALIATIVE CARE | 160 | 43943
A07645 | THERMOMETER, INFRARED, SKINJOYTECHDET-306 | THERMOMETER, INFRARED, SKIN | JOYTECH | DET-306 |  |  | BLACKWOODS BROKEN HILL | BROKEN HILL | BHHS, PALIATIVE CARE | BHHS, PALIATIVE CARE | 160 | 43943
A07646 | THERMOMETER, INFRARED, SKINJOYTECHDET-306 | THERMOMETER, INFRARED, SKIN | JOYTECH | DET-306 |  |  | BLACKWOODS BROKEN HILL | BROKEN HILL | BHHS, RENAL DIALYSIS | BHHS, RENAL DIALYSIS | 160 | 43943
A07647 | THERMOMETER, INFRARED, SKINJOYTECHDET-306 | THERMOMETER, INFRARED, SKIN | JOYTECH | DET-306 |  | COMMUNITY NURSING (HOME VISITS) | BLACKWOODS BROKEN HILL | BROKEN HILL | BHHS |  | 160 | 43943
A07648 | THERMOMETER, INFRARED, SKINJOYTECHDET-306 | THERMOMETER, INFRARED, SKIN | JOYTECH | DET-306 |  |  | BLACKWOODS BROKEN HILL | BROKEN HILL | COMMUNITY HEALTH CENTRE | NORTH PUBLIC SCHOOL | 160 | 43943
A07649 | THERMOMETER, INFRARED, SKINJOYTECHDET-306 | THERMOMETER, INFRARED, SKIN | JOYTECH | DET-306 |  | DARETON COMMUNITY PALIATIVE CARE | BLACKWOODS BROKEN HILL | DARETON | DARETON, COMMUNITY HEALTH | DARETON, COMMUNITY HEALTH | 160 | 43943
A07650 | THERMOMETER, INFRARED, SKINJOYTECHDET-306 | THERMOMETER, INFRARED, SKIN | JOYTECH | DET-306 |  |  | BLACKWOODS BROKEN HILL | BROKEN HILL | BHHS, ONCOLOGY | BHHS, ONCOLOGY | 160 | 43943
A07651 | THERMOMETER, INFRARED, SKINJOYTECHDET-306 | THERMOMETER, INFRARED, SKIN | JOYTECH | DET-306 |  |  | BLACKWOODS BROKEN HILL | BROKEN HILL | BHHS, SEXUAL HEALTH | BHHS, SEXUAL HEALTH | 160 | 43943
A07652 | THERMOMETER, INFRARED, SKINJOYTECHDET-306 | THERMOMETER, INFRARED, SKIN | JOYTECH | DET-306 |  | INTEGRATED CARE SERVICES | BLACKWOODS BROKEN HILL | BROKEN HILL | COMMUNITY HEALTH CENTRE |  | 160 | 43943
A07653 | THERMOMETER, INFRARED, SKINJOYTECHDET-306 | THERMOMETER, INFRARED, SKIN | JOYTECH | DET-306 |  | TROY MCKENNA | BLACKWOODS BROKEN HILL | BROKEN HILL | BHHS |  | 160 | 43943
A07654 | THERMOMETER, INFRARED, SKINJOYTECHDET-306 | THERMOMETER, INFRARED, SKIN | JOYTECH | DET-306 |  | ALLIED HEALTH | BLACKWOODS BROKEN HILL | BROKEN HILL | BHHS |  | 160 | 43943
A07655 | THERMOMETER, INFRARED, SKINJOYTECHDET-306 | THERMOMETER, INFRARED, SKIN | JOYTECH | DET-306 |  | COMMUNITY NURSING (HOME VISITS) | BLACKWOODS BROKEN HILL | BROKEN HILL | BHHS |  | 160 | 43943
A07656 | THERMOMETER, INFRARED, SKINJOYTECHDET-306 | THERMOMETER, INFRARED, SKIN | JOYTECH | DET-306 |  |  | BLACKWOODS BROKEN HILL | BROKEN HILL | COMMUNITY HEALTH CENTRE | COMMUNITY HEALTH CENTRE | 160 | 43943
A07657 | THERMOMETER, INFRARED, SKINJOYTECHDET-306 | THERMOMETER, INFRARED, SKIN | JOYTECH | DET-306 |  |  | BLACKWOODS BROKEN HILL | BROKEN HILL | COMMUNITY HEALTH CENTRE | BROKEN HILL PUBLIC SCHOOL | 160 | 43943
A07658 | THERMOMETER, INFRARED, SKINJOYTECHDET-306 | THERMOMETER, INFRARED, SKIN | JOYTECH | DET-306 |  | COVID-19 CLINIC | BLACKWOODS BROKEN HILL | BROKEN HILL | BHHS, SUB ACUTE REHAB | SUB ACUTE REHAB | 160 | 43943
A07659 | THERMOMETER, INFRARED, SKINJOYTECHDET-306 | THERMOMETER, INFRARED, SKIN | JOYTECH | DET-306 |  |  | BLACKWOODS BROKEN HILL | BROKEN HILL | BHHS, SUB ACUTE MENTAL HEALTH | BHHS, SUB ACUTE MENTAL HEALTH | 160 | 43943
A07660 | THERMOMETER, INFRARED, SKINJOYTECHDET-306 | THERMOMETER, INFRARED, SKIN | JOYTECH | DET-306 |  | ALLIED HEALTH | BLACKWOODS BROKEN HILL | BROKEN HILL | BHHS |  | 160 | 43943
A07661 | THERMOMETER, INFRARED, SKINJOYTECHDET-306 | THERMOMETER, INFRARED, SKIN | JOYTECH | DET-306 |  |  | BLACKWOODS BROKEN HILL | BROKEN HILL | BHHS, PALIATIVE CARE | BHHS, PALIATIVE CARE | 160 | 43943
A07662 | THERMOMETER, INFRARED, SKINJOYTECHDET-306 | THERMOMETER, INFRARED, SKIN | JOYTECH | DET-306 |  |  | BLACKWOODS BROKEN HILL | BROKEN HILL | COMMUNITY HEALTH CENTRE | SACRED HEART PUBLIC SCHOOL | 160 | 43943
A07663 | THERMOMETER, INFRARED, SKINJOYTECHDET-306 | THERMOMETER, INFRARED, SKIN | JOYTECH | DET-306 |  |  | BLACKWOODS BROKEN HILL | BROKEN HILL | COMMUNITY HEALTH CENTRE | COMMUNITY HEALTH CENTRE | 160 | 43943
A07664 | PATIENT MONITORING SYSTEM, GENERAL PHYSIOLOGY, SINGLE-PERSONEDWARDS LIFE SCIENCESEM1 | PATIENT MONITORING SYSTEM, GENERAL PHYSIOLOGY, SINGLE-PERSON | EDWARDS LIFE SCIENCES | EM1 | 13820751 | HEMOSPHERE ADVANCED MONITOR | EDWARD LIFESCIENCES | BROKEN HILL | BHHS, ICU/CCU | BHHS, ICU/CCU | 58400 | 43948
A07665 | BATTERY CHARGERLINAKCHJ20000020J031 | BATTERY CHARGER | LINAK | CHJ20000020J031 |  |  | ALPHACARE | BROKEN HILL | BHHS, ICU/CCU | BHHS, ICU/CCU | 0 | 43948
A07666 | LIFT, PATIENT TRANSFER, MOBILEALLEGRO CONCEPTSALTO MKII 200 | LIFT, PATIENT TRANSFER, MOBILE | ALLEGRO CONCEPTS | ALTO MKII 200 | AL200439 |  | ALPHACARE | BROKEN HILL | BHHS, SURGICAL | BHHS, SURGICAL | 3800 | 43948
A07667 | BATTERY PACKLINAKBAJ100000261 | BATTERY PACK | LINAK | BAJ100000261 |  | BATTERY PACK | LINAK | BROKEN HILL | BHHS, ICU/CCU | BHHS, ICU/CCU | 0 | 43948
A07668 | CONCENTRATOR, OXYGEN THERAPYPHILIPS RESPIRONICSEVERFLO OPI | CONCENTRATOR, OXYGEN THERAPY | PHILIPS RESPIRONICS | EVERFLO OPI | 2000177 | OXYGEN CONCENTRATOR | PHILIPS RESPIRONICS AUSTRALIA | BROKEN HILL | BHHS, PALIATIVE CARE | BHHS, PALIATIVE CARE | 1400 | 43948
A07669 | CONCENTRATOR, OXYGEN THERAPYPHILIPS RESPIRONICSEVERFLO OPI | CONCENTRATOR, OXYGEN THERAPY | PHILIPS RESPIRONICS | EVERFLO OPI | 2000147 | OXYGEN CONCENTRATOR | PHILIPS RESPIRONICS AUSTRALIA | BROKEN HILL | BHHS, PALIATIVE CARE | BHHS, PALIATIVE CARE | 1400 | 43948
A07670 | CONCENTRATOR, OXYGEN THERAPYPHILIPS RESPIRONICSEVERFLO OPI | CONCENTRATOR, OXYGEN THERAPY | PHILIPS RESPIRONICS | EVERFLO OPI | 2000173 | OXYGEN CONCENTRATOR | PHILIPS RESPIRONICS AUSTRALIA | BROKEN HILL | BHHS, PALIATIVE CARE | BHHS, PALIATIVE CARE | 1400 | 43948
A07671 | CONCENTRATOR, OXYGEN THERAPYPHILIPS RESPIRONICSEVERFLO OPI | CONCENTRATOR, OXYGEN THERAPY | PHILIPS RESPIRONICS | EVERFLO OPI | 2000102 | OXYGEN CONCENTRATOR | PHILIPS RESPIRONICS AUSTRALIA | BROKEN HILL | BHHS, PALIATIVE CARE | BHHS, PALIATIVE CARE | 1400 | 43948
A07672 | CONCENTRATOR, OXYGEN THERAPYPHILIPS RESPIRONICSEVERFLO OPI | CONCENTRATOR, OXYGEN THERAPY | PHILIPS RESPIRONICS | EVERFLO OPI | 2000150 | OXYGEN CONCENTRATOR | PHILIPS RESPIRONICS AUSTRALIA | BROKEN HILL | BHHS, PALIATIVE CARE | BHHS, PALIATIVE CARE | 1400 | 43948
A07673 | CONCENTRATOR, OXYGEN THERAPYPHILIPS RESPIRONICSEVERFLO OPI | CONCENTRATOR, OXYGEN THERAPY | PHILIPS RESPIRONICS | EVERFLO OPI | 2000103 | OXYGEN CONCENTRATOR | PHILIPS RESPIRONICS AUSTRALIA | BROKEN HILL | BHHS, PALIATIVE CARE | BHHS, PALIATIVE CARE | 1400 | 43948
A07674 | CONCENTRATOR, OXYGEN THERAPYPHILIPS RESPIRONICSEVERFLO OPI | CONCENTRATOR, OXYGEN THERAPY | PHILIPS RESPIRONICS | EVERFLO OPI | 2000125 | OXYGEN CONCENTRATOR | PHILIPS RESPIRONICS AUSTRALIA | BROKEN HILL | BHHS, PALIATIVE CARE | BHHS, PALIATIVE CARE | 1400 | 43948
A07675 | CONCENTRATOR, OXYGEN THERAPYPHILIPS RESPIRONICSEVERFLO OPI | CONCENTRATOR, OXYGEN THERAPY | PHILIPS RESPIRONICS | EVERFLO OPI | 2000184 | OXYGEN CONCENTRATOR | PHILIPS RESPIRONICS AUSTRALIA | BROKEN HILL | BHHS, PALIATIVE CARE | BHHS, PALIATIVE CARE | 1400 | 43948
A07676 | CONCENTRATOR, OXYGEN THERAPYPHILIPS RESPIRONICSEVERFLO OPI | CONCENTRATOR, OXYGEN THERAPY | PHILIPS RESPIRONICS | EVERFLO OPI | 2000174 | OXYGEN CONCENTRATOR | PHILIPS RESPIRONICS AUSTRALIA | BROKEN HILL | BHHS, PALIATIVE CARE | BHHS, PALIATIVE CARE | 1400 | 43948
A07677 | CONCENTRATOR, OXYGEN THERAPYPHILIPS RESPIRONICSEVERFLO OPI | CONCENTRATOR, OXYGEN THERAPY | PHILIPS RESPIRONICS | EVERFLO OPI | 2000179 | OXYGEN CONCENTRATOR | PHILIPS RESPIRONICS AUSTRALIA | BROKEN HILL | BHHS, PALIATIVE CARE | BHHS, PALIATIVE CARE | 1400 | 43948
A07678 | CONCENTRATOR, OXYGEN THERAPYPHILIPS RESPIRONICSEVERFLO OPI | CONCENTRATOR, OXYGEN THERAPY | PHILIPS RESPIRONICS | EVERFLO OPI | 2000171 | OXYGEN CONCENTRATOR | PHILIPS RESPIRONICS AUSTRALIA | BROKEN HILL | BHHS, PALIATIVE CARE | BHHS, PALIATIVE CARE | 1400 | 43948
A07679 | CONCENTRATOR, OXYGEN THERAPYPHILIPS RESPIRONICSEVERFLO OPI | CONCENTRATOR, OXYGEN THERAPY | PHILIPS RESPIRONICS | EVERFLO OPI | 2000118 | OXYGEN CONCENTRATOR | PHILIPS RESPIRONICS AUSTRALIA | BROKEN HILL | BHHS, PALIATIVE CARE | BHHS, PALIATIVE CARE | 1400 | 43948
A07680 | CONCENTRATOR, OXYGEN THERAPYPHILIPS RESPIRONICSEVERFLO OPI | CONCENTRATOR, OXYGEN THERAPY | PHILIPS RESPIRONICS | EVERFLO OPI | 2000119 | OXYGEN CONCENTRATOR | PHILIPS RESPIRONICS AUSTRALIA | BROKEN HILL | BHHS, PALIATIVE CARE | BHHS, PALIATIVE CARE | 1400 | 43948
A07681 | CONCENTRATOR, OXYGEN THERAPYPHILIPS RESPIRONICSEVERFLO OPI | CONCENTRATOR, OXYGEN THERAPY | PHILIPS RESPIRONICS | EVERFLO OPI | 2000178 | OXYGEN CONCENTRATOR | PHILIPS RESPIRONICS AUSTRALIA | BROKEN HILL | BHHS, PALIATIVE CARE | BHHS, PALIATIVE CARE | 1400 | 43948
A07682 | CONCENTRATOR, OXYGEN THERAPYPHILIPS RESPIRONICSEVERFLO OPI | CONCENTRATOR, OXYGEN THERAPY | PHILIPS RESPIRONICS | EVERFLO OPI | 2000126 | OXYGEN CONCENTRATOR | PHILIPS RESPIRONICS AUSTRALIA | BROKEN HILL | BHHS, PALIATIVE CARE | BHHS, PALIATIVE CARE | 1400 | 43948
A07683 | CONCENTRATOR, OXYGEN THERAPYPHILIPS RESPIRONICSEVERFLO OPI | CONCENTRATOR, OXYGEN THERAPY | PHILIPS RESPIRONICS | EVERFLO OPI | 2000104 | OXYGEN CONCENTRATOR | PHILIPS RESPIRONICS AUSTRALIA | BROKEN HILL | BHHS, PALIATIVE CARE | BHHS, PALIATIVE CARE | 1400 | 43948
A07684 | CONCENTRATOR, OXYGEN THERAPYPHILIPS RESPIRONICSEVERFLO OPI | CONCENTRATOR, OXYGEN THERAPY | PHILIPS RESPIRONICS | EVERFLO OPI | 2000122 | OXYGEN CONCENTRATOR | PHILIPS RESPIRONICS AUSTRALIA | BROKEN HILL | BHHS, PALIATIVE CARE | BHHS, PALIATIVE CARE | 1400 | 43948
A07685 | CONCENTRATOR, OXYGEN THERAPYPHILIPS RESPIRONICSEVERFLO OPI | CONCENTRATOR, OXYGEN THERAPY | PHILIPS RESPIRONICS | EVERFLO OPI | 2000129 | OXYGEN CONCENTRATOR | PHILIPS RESPIRONICS AUSTRALIA | BROKEN HILL | BHHS, PALIATIVE CARE | BHHS, PALIATIVE CARE | 1400 | 43949
A07686 | CONCENTRATOR, OXYGEN THERAPYPHILIPS RESPIRONICSEVERFLO OPI | CONCENTRATOR, OXYGEN THERAPY | PHILIPS RESPIRONICS | EVERFLO OPI | 2000180 | OXYGEN CONCENTRATOR | PHILIPS RESPIRONICS AUSTRALIA | BROKEN HILL | BHHS, PALIATIVE CARE | BHHS, PALIATIVE CARE | 1400 | 43949
A07687 | CONCENTRATOR, OXYGEN THERAPYPHILIPS RESPIRONICSEVERFLO OPI | CONCENTRATOR, OXYGEN THERAPY | PHILIPS RESPIRONICS | EVERFLO OPI | 2000140 | OXYGEN CONCENTRATOR | PHILIPS RESPIRONICS AUSTRALIA | BROKEN HILL | BHHS, PALIATIVE CARE | BHHS, PALIATIVE CARE | 1400 | 43949
A07689 | DEFIBRILLATOR/MONITOR, PACEMAKERPHYSIO-CONTROL INC.3202487-401 | DEFIBRILLATOR/MONITOR, PACEMAKER | PHYSIO-CONTROL INC. | 3202487-401 | 48767034 | LIFEPAK 20E + PACING | STRYKER | BROKEN HILL | BHHS, ICU/CCU | BHHS, ICU/CCU | 10111 | 43956
A07689BAT | BATTERY, SECONDARYSTRYKER3205296-005 | BATTERY, SECONDARY | STRYKER | 3205296-005 | 20200203 | BATTERY PACK LI ION 10.8V 6AH 65WH | PHYSIO CONTROL AUSTRALIA | BROKEN HILL | BHHS, ICU/CCU | BHHS, ICU/CCU | 0 | 43956
A07690 | LIFT, PATIENT TRANSFER, BARIATRICALLEGRO CONCEPTSFORTE 320 | LIFT, PATIENT TRANSFER, BARIATRIC | ALLEGRO CONCEPTS | FORTE 320 | FO200403 |  | ALPHACARE | BROKEN HILL | BHHS, ICU/CCU | BHHS, ICU/CCU | 0 | 43959
A07691 | BATTERY PACKLINAKBAJL00400000481 | BATTERY PACK | LINAK | BAJL00400000481 |  | LI-ION BATTERY PACK | LINAK | BROKEN HILL | BHHS, ICU/CCU | BHHS, ICU/CCU | 0 | 43959
A07692 | BATTERY CHARGERLINAKCHJ20000020J031 | BATTERY CHARGER | LINAK | CHJ20000020J031 |  |  |  | BROKEN HILL | BHHS, ICU/CCU | BHHS, ICU/CCU | 0 | 43959
A07693 | WARMER, BLOOD/SOLUTIONSMITHS MEDICALHL-90 | WARMER, BLOOD/SOLUTION | SMITHS MEDICAL | HL-90 | 22010659 | WARMERS, FLUID | SMITHS MEDICAL | BROKEN HILL | BHHS, ICU/CCU | BHHS, ICU/CCU | 990 | 43962
A07694 | BATTERY, SECONDARYPHYSIO-CONTROL INC.21330-001176 | BATTERY, SECONDARY | PHYSIO-CONTROL INC. | 21330-001176 |  | LIFEPAK 15 LI-ION BATTERY | PHYSIO CONTROL AUSTRALIA | BROKEN HILL | BHHS, BIOMEDICAL | BI01 | 495 | 43962
A07695 | BATTERY, SECONDARYPHYSIO-CONTROL INC.21330-001176 | BATTERY, SECONDARY | PHYSIO-CONTROL INC. | 21330-001176 |  | LIFEPAK 15 LI-ION BATTERY | PHYSIO CONTROL AUSTRALIA | BROKEN HILL | BHHS, BIOMEDICAL | BI01 | 495 | 43962
A07697 | BATTERY PACKLINAKBAJ10001XX1 | BATTERY PACK | LINAK | BAJ10001XX1 |  | BATTERY PACK | LINAK | BROKEN HILL | BHHS, PHYSIO | BHHS, PHYSIO | 0 | 43970
A07698 | X-RAY SYSTEM, DIAGNOSTIC, DENTAL, PANORAMIC, DIGITALPLANMECAPROMAX | X-RAY SYSTEM, DIAGNOSTIC, DENTAL, PANORAMIC, DIGITAL | PLANMECA | PROMAX | RPX240769 | PLANMECA PROMAX SYSTEM ID 2657 | SHIMADZU | BROKEN HILL | BHHS, RADIOLOGY | BHHS, RADIOLOGY | 0 | 41122
A07699 | X-RAY SYSTEM, DIAGNOSTIC, FLUOROSCOPIC, GENERAL-PURPOSE, STATIONARY, DIGITALPHILIPS MEDICAL SYSTEMSCOMBIDIAGNOST | X-RAY SYSTEM, DIAGNOSTIC, FLUOROSCOPIC, GENERAL-PURPOSE, STATIONARY, DIGITAL | PHILIPS MEDICAL SYSTEMS | COMBIDIAGNOST | 81046611/19062011 |  | PHILIPS HEALTHCARE | BROKEN HILL | BHHS, RADIOLOGY |  | 0 | 43800
A07700 | X-RAY SYSTEM, DIAGNOSTIC, COMPUTED TOMOGRAPHY, FULL-BODYSIEMENS HEALTHCARE DIAGNOSTICS INC08098027 | X-RAY SYSTEM, DIAGNOSTIC, COMPUTED TOMOGRAPHY, FULL-BODY | SIEMENS HEALTHCARE DIAGNOSTICS INC | 08098027 | 96024 | SOMATOM DEFINITION AS CT SCANNER |  | BROKEN HILL | BHHS, RADIOLOGY | BHHS, RADIOLOGY | 0 | 42918
A07701 | X-RAY SYSTEM, DIAGNOSTIC, GENERAL-PURPOSE, STATIONARY, ANALOGUESHIMADZU MEDICAL SYSUD150L-40E | X-RAY SYSTEM, DIAGNOSTIC, GENERAL-PURPOSE, STATIONARY, ANALOGUE | SHIMADZU MEDICAL SYS | UD150L-40E | 0662R81315 | GENERAL ROOM | SHIMADZU | BALRANALD | BALRANALD, RADIOLOGY | X-RAY ROOM | 0 | 34881
A07702 | SCALE, WHEELCHAIRSECA CORPSECA 684 | SCALE, WHEELCHAIR | SECA CORP | SECA 684 |  | SUPPORTED BY FRESENIUS | SECA | BROKEN HILL | BHHS, RENAL DIALYSIS | BHHS, RENAL DIALYSIS | 0 | 43282
A07703 | INFUSION PUMP, GENERAL-PURPOSEFRESENIUSZ019792 | INFUSION PUMP, GENERAL-PURPOSE | FRESENIUS | Z019792 | 24541931 | AGILIA® VP MC WIFI | FRESENIUS KABI | BROKEN HILL | BHHS, ICU/CCU | BHHS, ICU/CCU | 1475 | 43977
A07704 | INFUSION PUMP, GENERAL-PURPOSEFRESENIUSZ019792 | INFUSION PUMP, GENERAL-PURPOSE | FRESENIUS | Z019792 | 24541910 | AGILIA® VP MC WIFI | FRESENIUS KABI | BROKEN HILL | BHHS, ICU/CCU | BHHS, ICU/CCU | 1475 | 43977
A07705 | INFUSION PUMP, GENERAL-PURPOSEFRESENIUSZ019792 | INFUSION PUMP, GENERAL-PURPOSE | FRESENIUS | Z019792 | 24541935 | AGILIA® VP MC WIFI | FRESENIUS KABI | BROKEN HILL | BHHS, ICU/CCU | BHHS, ICU/CCU | 1475 | 43977
A07706 | INFUSION PUMP, GENERAL-PURPOSEFRESENIUSZ019792 | INFUSION PUMP, GENERAL-PURPOSE | FRESENIUS | Z019792 | 24541950 | AGILIA® VP MC WIFI | FRESENIUS KABI | BROKEN HILL | BHHS, ICU/CCU | BHHS, ICU/CCU | 1475 | 43977
A07707 | INFUSION PUMP, GENERAL-PURPOSEFRESENIUSZ019792 | INFUSION PUMP, GENERAL-PURPOSE | FRESENIUS | Z019792 | 24541946 | AGILIA® VP MC WIFI | FRESENIUS KABI | BROKEN HILL | BHHS, ICU/CCU | BHHS, ICU/CCU | 1475 | 43977
A07708 | INFUSION PUMP, GENERAL-PURPOSEFRESENIUSZ019792 | INFUSION PUMP, GENERAL-PURPOSE | FRESENIUS | Z019792 | 24541920 | AGILIA® VP MC WIFI | FRESENIUS KABI | BROKEN HILL | BHHS, ICU/CCU | BHHS, ICU/CCU | 1475 | 43977
A07709 | INFUSION PUMP, GENERAL-PURPOSEFRESENIUSZ019792 | INFUSION PUMP, GENERAL-PURPOSE | FRESENIUS | Z019792 | 24541916 | AGILIA® VP MC WIFI | FRESENIUS KABI | BROKEN HILL | BHHS, ICU/CCU | BHHS, ICU/CCU | 1475 | 43977
A07710 | INFUSION PUMP, GENERAL-PURPOSEFRESENIUSZ019792 | INFUSION PUMP, GENERAL-PURPOSE | FRESENIUS | Z019792 | 24541994 | AGILIA® VP MC WIFI | FRESENIUS KABI | BROKEN HILL | BHHS, ICU/CCU | BHHS, ICU/CCU | 1475 | 43977
A07711 | INFUSION PUMP, GENERAL-PURPOSEFRESENIUSZ019792 | INFUSION PUMP, GENERAL-PURPOSE | FRESENIUS | Z019792 | 24541908 | AGILIA® VP MC WIFI | FRESENIUS KABI | BROKEN HILL | BHHS, ICU/CCU | BHHS, ICU/CCU | 1475 | 43977
A07712 | INFUSION PUMP, GENERAL-PURPOSEFRESENIUSZ019792 | INFUSION PUMP, GENERAL-PURPOSE | FRESENIUS | Z019792 | 24541966 | AGILIA® VP MC WIFI | FRESENIUS KABI | BROKEN HILL | BHHS, ICU/CCU | BHHS, ICU/CCU | 1475 | 43977
A07713 | CHAIR, EXAMINATION/TREATMENT, ELECTRICALLY-POWEREDCARELEDAR3940 | CHAIR, EXAMINATION/TREATMENT, ELECTRICALLY-POWERED | CARELEDA | R3940 | 20N10458 | REGENCY CARER SERIES . SWL 300KG |  | BROKEN HILL | BHHS, ICU/CCU | BHHS, ICU/CCU | 0 | 43978
A07714 | SCALE, BABYTANITABD-590 | SCALE, BABY | TANITA | BD-590 | 20603099 | BABY SCALES | WEDDERBURN SCALES | BROKEN HILL | BHHS, A&E | BHHS, A&E | 0 | 43992
A07716 | PHACOFRAGMENTATION UNITBAUSCH & LOMB INCSTELLARIS | PHACOFRAGMENTATION UNIT | BAUSCH & LOMB INC | STELLARIS | SYS05774 | STELLARIS ELITE VISION ENHANCEMENT SYSTEM | BAUSCH & LOMB | BROKEN HILL | BHHS, THEATRE | BHHS, THEATRE | 0 | 43994
A07717 | PHACOFRAGMENTATION UNITBAUSCH & LOMB INCBL2394 | PHACOFRAGMENTATION UNIT | BAUSCH & LOMB INC | BL2394 | EFC01625 | STELLARIS ELITE™ INTEGRATED FOOT PEDAL | BAUSCH & LOMB | BROKEN HILL | BHHS, THEATRE | BHHS, THEATRE | 0 | 43997
A07719 | THERMOMETER, ELECTRONICWELCH ALLYN692 | THERMOMETER, ELECTRONIC | WELCH ALLYN | 692 | 19320965 |  | WELCH ALLYN AUSTRALIA | BROKEN HILL | COMMUNITY HEALTH CENTRE | DENTAL | 275 | 43997
A07720 | SCALE, PATIENT, FLOORSECA CORP703 7821009 | SCALE, PATIENT, FLOOR | SECA CORP | 703 7821009 | 5703189175462 |  | ECOMED | BALRANALD | BALRANALD, DENTAL |  | 0 | 43632
A07721 | X-RAY SYSTEM, DIAGNOSTIC, DENTAL, GENERAL-PURPOSE, INTRAORAL, ANALOGUECARESTREAM HEALTHKODAK 2200 | X-RAY SYSTEM, DIAGNOSTIC, DENTAL, GENERAL-PURPOSE, INTRAORAL, ANALOGUE | CARESTREAM HEALTH | KODAK 2200 | YDYC149 |  | WILLIAM GREEN PTY LTD | BALRANALD | BALRANALD, DENTAL |  | 0
A07722 | DENTAL DELIVERY UNITTANTUSSERIES IV | DENTAL DELIVERY UNIT | TANTUS | SERIES IV |  |  | WILLIAM GREEN PTY LTD | BALRANALD | BALRANALD, DENTAL |  | 0
A07723 | STERILIZER, MOIST HEAT, WRAPPED DEVICEMELAGVACUKLAV 43 B+ | STERILIZER, MOIST HEAT, WRAPPED DEVICE | MELAG | VACUKLAV 43 B+ | 1443-B1072 | STERILIZER |  | BALRANALD | BALRANALD, DENTAL |  | 0
A07724 | ECG, MACHINEPHILIPS MEDICAL SYSTEMSTC50 | ECG, MACHINE | PHILIPS MEDICAL SYSTEMS | TC50 | CN52043144 | ECG MACHINE | PHILIPS HEALTHCARE | BROKEN HILL | BHHS, SUB ACUTE REHAB | SUB ACUTE REHAB | 10757 | 44000
A07724BAT | BATTERY, SECONDARYMASTER INSTRUMENTSDR202SH | BATTERY, SECONDARY | MASTER INSTRUMENTS | DR202SH |  | TC50 BATTERY | MASTER INSTRUMENTS | BROKEN HILL | BHHS, SUB ACUTE REHAB | SUB ACUTE REHAB | 0 | 44001
A07725 | ECG, MACHINEPHILIPS MEDICAL SYSTEMSTC50 | ECG, MACHINE | PHILIPS MEDICAL SYSTEMS | TC50 | CN52043143 | ECG MACHINE | PHILIPS HEALTHCARE | BROKEN HILL | BHHS, MEDICAL | BHHS, MEDICAL | 10757 | 44000
A07725BAT | BATTERY, SECONDARYMASTER INSTRUMENTSDR202SH | BATTERY, SECONDARY | MASTER INSTRUMENTS | DR202SH |  | TC50 BATTERY | MASTER INSTRUMENTS | BROKEN HILL | BHHS, MEDICAL | BHHS, MEDICAL | 0 | 44001
A07726 | ECG, MACHINEPHILIPS MEDICAL SYSTEMSTC50 | ECG, MACHINE | PHILIPS MEDICAL SYSTEMS | TC50 | CN52043142 | ECG MACHINE | PHILIPS HEALTHCARE | WENTWORTH | WENTWORTH | WENTWORTH | 10757 | 44000
A07726BAT | BATTERY, SECONDARYMASTER INSTRUMENTSDR202SH | BATTERY, SECONDARY | MASTER INSTRUMENTS | DR202SH |  | TC50 BATTERY | MASTER INSTRUMENTS | WENTWORTH | WENTWORTH | WENTWORTH | 0 | 44001
A07727 | PRINTER, VIDEOSONYUP-25MD | PRINTER, VIDEO | SONY | UP-25MD | 742028 | PRINTER | ATRIS | BROKEN HILL | BHHS, SPECIALIST CLINIC |  | 2099 | 44004
A07728 | DRILL, PODIATRYSUDAVAC S | DRILL, PODIATRY | SUDA | VAC S | 101900326 | PODIATRY GRINDER | BRIGGATE MEDICAL COM | BROKEN HILL | BHHS, CHRONIC CARE | BHHS, CHRONIC CARE | 2180 | 44004
A07729 | NAMROLPULILAB |  | NAMROL | PULILAB | NS1922040501 | ORTHOTIC GRINDER | BRIGGATE MEDICAL COM | BROKEN HILL | BHHS, CHRONIC CARE | BHHS, CHRONIC CARE | 3245 | 44005
A07730 | TRANSDUCER ASSEMBLY, ULTRASOUND, DIAGNOSTIC, EXTRACORPOREAL, HAND-HELDPHILIPS MEDICAL SYSTEMSL15-7IO | TRANSDUCER ASSEMBLY, ULTRASOUND, DIAGNOSTIC, EXTRACORPOREAL, HAND-HELD | PHILIPS MEDICAL SYSTEMS | L15-7IO | B3NXHD |  | PHILIPS HEALTHCARE | BROKEN HILL | BHHS, THEATRE |  | 10000 | 44007
A07731 | MOUNTING BRACKETFRESENIUSZ074130 | MOUNTING BRACKET | FRESENIUS | Z074130 | 24515733 | MOUNTING & CHARGING BRACKET 4 UNIT | FRESENIUS KABI | BROKEN HILL | BHHS, ICU/CCU | BHHS, ICU/CCU | 785 | 44008
A07732 | MOUNTING BRACKETFRESENIUSZ074130 | MOUNTING BRACKET | FRESENIUS | Z074130 | 24454156 | MOUNTING & CHARGING BRACKET 4 UNIT | FRESENIUS KABI | BROKEN HILL | BHHS, ICU/CCU | BHHS, ICU/CCU | 785 | 44008
A07733 | MOUNTING BRACKETFRESENIUSZ074130 | MOUNTING BRACKET | FRESENIUS | Z074130 | 24515744 | MOUNTING & CHARGING BRACKET 4 UNIT | FRESENIUS KABI | BROKEN HILL | BHHS, ICU/CCU | BHHS, ICU/CCU | 785 | 44008
A07734 | MOUNTING BRACKETFRESENIUSZ074130 | MOUNTING BRACKET | FRESENIUS | Z074130 | 24546734 | MOUNTING & CHARGING BRACKET 4 UNIT | FRESENIUS KABI | BROKEN HILL | BHHS, ICU/CCU | BHHS, ICU/CCU | 785 | 44008
A07735 | MOUNTING BRACKETFRESENIUSZ074130 | MOUNTING BRACKET | FRESENIUS | Z074130 | 24515739 | MOUNTING & CHARGING BRACKET 4 UNIT | FRESENIUS KABI | BROKEN HILL | BHHS, ICU/CCU | BHHS, ICU/CCU | 785 | 44008
A07744 | LIFT, PATIENT TRANSFER, BARIATRICALLEGRO CONCEPTSFORTE 320 | LIFT, PATIENT TRANSFER, BARIATRIC | ALLEGRO CONCEPTS | FORTE 320 | F0200402 | BARIATRIC LIFTER | ALPHACARE | TIBOOBURRA | TIBOOBURRA | TIBOOBURRA | 0 | 44019
A07745 | BATTERY PACKLINAKBAJ100000261 | BATTERY PACK | LINAK | BAJ100000261 |  | BATTERY PACK | LINAK | TIBOOBURRA | TIBOOBURRA | TIBOOBURRA | 0 | 44019
A07746 | BATTERY PACKLINAKBAJL00400000481 | BATTERY PACK | LINAK | BAJL00400000481 |  | LI-ION BATTERY PACK | LINAK | TIBOOBURRA | TIBOOBURRA | TIBOOBURRA | 0 | 44019
A07747 | BATTERY CHARGERLINAKCHJ20000020J031 | BATTERY CHARGER | LINAK | CHJ20000020J031 |  |  |  | TIBOOBURRA | TIBOOBURRA | TIBOOBURRA | 0 | 44019
A07748 | BED, OBESE PERSON, ELECTRICALLY-POWEREDARJO HUNTLEIGHCITADEL PLUS | BED, OBESE PERSON, ELECTRICALLY-POWERED | ARJO HUNTLEIGH | CITADEL PLUS | P0567705 | CITADEL PLUS BARIATRIC CARE SYSTEM | ARJOHUNTLEIGH | TIBOOBURRA | TIBOOBURRA | TIBOOBURRA | 24440 | 44019
A07749 | THERMOMETER, ELECTRONICWELCH ALLYNSURE TEMP PLUS | THERMOMETER, ELECTRONIC | WELCH ALLYN | SURE TEMP PLUS | 2120263526 | SURE TEMP PLUS THERMOMETER | WELCH ALLYN AUSTRALIA | BROKEN HILL | BHHS, ICU/CCU | BHHS, ICU/CCU | 275 | 44022
A07750 | THERMOMETER, ELECTRONICWELCH ALLYNSURE TEMP PLUS | THERMOMETER, ELECTRONIC | WELCH ALLYN | SURE TEMP PLUS | 2120263525 | SURE TEMP PLUS THERMOMETER | WELCH ALLYN AUSTRALIA | BROKEN HILL | BHHS, OBU | BHHS, OBU | 275 | 44022
A07751 | THERMOMETER, ELECTRONICWELCH ALLYNSURE TEMP PLUS | THERMOMETER, ELECTRONIC | WELCH ALLYN | SURE TEMP PLUS | 2120263379 | SURE TEMP PLUS THERMOMETER | WELCH ALLYN AUSTRALIA | BROKEN HILL | BHHS, OBU | BHHS, OBU | 275 | 44022
A07752 | THERMOMETER, ELECTRONICWELCH ALLYNSURE TEMP PLUS | THERMOMETER, ELECTRONIC | WELCH ALLYN | SURE TEMP PLUS | 2120263527 | SURE TEMP PLUS THERMOMETER | WELCH ALLYN AUSTRALIA | BROKEN HILL | BHHS, PAEDIATRICS | BHHS, PAEDIATRICS | 275 | 44022
A07753 | THERMOMETER, ELECTRONICWELCH ALLYNSURE TEMP PLUS | THERMOMETER, ELECTRONIC | WELCH ALLYN | SURE TEMP PLUS | 2120263529 | SURE TEMP PLUS THERMOMETER | WELCH ALLYN AUSTRALIA | BROKEN HILL | BHHS, PAEDIATRICS | BHHS, PAEDIATRICS | 275 | 44022
A07754 | VITAL SIGNS MONITORWELCH ALLYN6000 SERIES | VITAL SIGNS MONITOR | WELCH ALLYN | 6000 SERIES | 100074252420 | VITAL SIGNS MONITOR | WELCH ALLYN AUSTRALIA | BROKEN HILL | BHHS, MEDICAL | BHHS, MEDICAL | 4500 | 44022
A07754BAT | BATTERY, SECONDARYWELCH ALLYNBATT99 | BATTERY, SECONDARY | WELCH ALLYN | BATT99 | 20090197 | BATTERY PACK | WELCH ALLYN AUSTRALIA | BROKEN HILL | BHHS, MEDICAL | BHHS, MEDICAL | 0 | 44022
A07755 | VITAL SIGNS MONITORWELCH ALLYN6000 SERIES | VITAL SIGNS MONITOR | WELCH ALLYN | 6000 SERIES | 100074392420 | VITAL SIGNS MONITOR | WELCH ALLYN AUSTRALIA | BROKEN HILL | BHHS, A&E | BHHS, A&E | 4500 | 44022
A07755BAT | BATTERY, SECONDARYWELCH ALLYNBATT99 | BATTERY, SECONDARY | WELCH ALLYN | BATT99 | 20090272 | BATTERY PACK | WELCH ALLYN AUSTRALIA | BROKEN HILL | BHHS, A&E | BHHS, A&E | 0 | 44022
A07756 | VITAL SIGNS MONITORWELCH ALLYN6000 SERIES | VITAL SIGNS MONITOR | WELCH ALLYN | 6000 SERIES | 100074342420 | VITAL SIGNS MONITOR | WELCH ALLYN AUSTRALIA | BROKEN HILL | BHHS, SUB ACUTE REHAB | SUB ACUTE REHAB | 4500 | 44022
A07756BAT | BATTERY, SECONDARYWELCH ALLYNBATT99 | BATTERY, SECONDARY | WELCH ALLYN | BATT99 | 20090268 | BATTERY PACK | WELCH ALLYN AUSTRALIA | BROKEN HILL | BHHS, SUB ACUTE REHAB | SUB ACUTE REHAB | 0 | 44025
A07757 | VITAL SIGNS MONITORWELCH ALLYN6000 SERIES | VITAL SIGNS MONITOR | WELCH ALLYN | 6000 SERIES | 100074262420 | VITAL SIGNS MONITOR | WELCH ALLYN AUSTRALIA | WILCANNIA | WILCANNIA | WILCANNIA | 4500 | 44022
A07757BAT | BATTERY, SECONDARYWELCH ALLYNBATT99 | BATTERY, SECONDARY | WELCH ALLYN | BATT99 | 20090201 | BATTERY PACK | WELCH ALLYN AUSTRALIA | WILCANNIA | WILCANNIA | WILCANNIA | 0 | 44025
A07758 | VITAL SIGNS MONITORWELCH ALLYN6000 SERIES | VITAL SIGNS MONITOR | WELCH ALLYN | 6000 SERIES | 100074212420 | VITAL SIGNS MONITOR | WELCH ALLYN AUSTRALIA | MENINDEE | MENINDEE | MENINDEE | 4500 | 44022
A07758BAT | BATTERY, SECONDARYWELCH ALLYNBATT99 | BATTERY, SECONDARY | WELCH ALLYN | BATT99 | 20090196 | BATTERY PACK | WELCH ALLYN AUSTRALIA | MENINDEE | MENINDEE | MENINDEE | 0 | 44026
A07759 | VITAL SIGNS MONITORWELCH ALLYN6000 SERIES | VITAL SIGNS MONITOR | WELCH ALLYN | 6000 SERIES | 100074412420 | VITAL SIGNS MONITOR | WELCH ALLYN AUSTRALIA | MENINDEE | MENINDEE | MENINDEE | 4500 | 44022
A07759BAT | BATTERY, SECONDARYWELCH ALLYNBATT99 | BATTERY, SECONDARY | WELCH ALLYN | BATT99 | 20090277 | BATTERY PACK | WELCH ALLYN AUSTRALIA | MENINDEE | MENINDEE | MENINDEE | 0 | 44026
A07760 | VITAL SIGNS MONITORWELCH ALLYN6000 SERIES | VITAL SIGNS MONITOR | WELCH ALLYN | 6000 SERIES | 100074132420 | VITAL SIGNS MONITOR | WELCH ALLYN AUSTRALIA | BALRANALD | BALRANALD | BALRANALD | 4500 | 44022
A07760BAT | BATTERY, SECONDARYWELCH ALLYNBATT99 | BATTERY, SECONDARY | WELCH ALLYN | BATT99 | 20040528 | BATTERY PACK | WELCH ALLYN AUSTRALIA | BALRANALD | BALRANALD | BALRANALD | 0 | 44026
A07761 | VITAL SIGNS MONITORWELCH ALLYN6000 SERIES | VITAL SIGNS MONITOR | WELCH ALLYN | 6000 SERIES | 100074432420 | VITAL SIGNS MONITOR | WELCH ALLYN AUSTRALIA | BALRANALD | BALRANALD | BALRANALD | 4500 | 44022
A07761BAT | BATTERY, SECONDARYWELCH ALLYNBATT99 | BATTERY, SECONDARY | WELCH ALLYN | BATT99 | 20091423 | BATTERY PACK | WELCH ALLYN AUSTRALIA | BALRANALD | BALRANALD | BALRANALD | 0 | 44027
A07762 | VITAL SIGNS MONITORWELCH ALLYN6000 SERIES | VITAL SIGNS MONITOR | WELCH ALLYN | 6000 SERIES | 100074442420 | VITAL SIGNS MONITOR | WELCH ALLYN AUSTRALIA | BALRANALD | BALRANALD | BALRANALD | 4500 | 44022
A07762BAT | BATTERY, SECONDARYWELCH ALLYNBATT99 | BATTERY, SECONDARY | WELCH ALLYN | BATT99 | 20090273 | BATTERY PACK | WELCH ALLYN AUSTRALIA | BALRANALD | BALRANALD | BALRANALD | 0 | 44027
A07763 | SCALE, STAND-ON, PATIENTWEDDERBURNWM202 | SCALE, STAND-ON, PATIENT | WEDDERBURN | WM202 | 200285 | PHYSICIAN SCALE | WEDDERBURN SCALES | BROKEN HILL | BHHS, AGED & DISABLED | BHHS, AGED & DISABLED | 790 | 44027
A07764 | ULTRASOUND SYSTEM, IMAGING, GENERAL-PURPOSEPHILIPS MEDICAL SYSTEMSSPARQ | ULTRASOUND SYSTEM, IMAGING, GENERAL-PURPOSE | PHILIPS MEDICAL SYSTEMS | SPARQ | US6201159 | DIAGNOSTIC ULTRASOUND SYSTEM | PHILIPS HEALTHCARE | BROKEN HILL | BHHS, ICU/CCU | BHHS, ICU/CCU | 53500 | 44033
A07764BAT | BATTERY, SECONDARYPHILIPS MEDICAL SYSTEMS102-003098-505 | BATTERY, SECONDARY | PHILIPS MEDICAL SYSTEMS | 102-003098-505 |  | SPARQ BATTERY X 4 SN - DK0306425, DK0306427, DK0306428, DK0306423 | PHILIPS HEALTHCARE | BROKEN HILL | BHHS, ICU/CCU | BHHS, ICU/CCU | 0 | 44033
A07765 | TRANSDUCER, ULTRASOUNDPHILIPS MEDICAL SYSTEMSC5-1 | TRANSDUCER, ULTRASOUND | PHILIPS MEDICAL SYSTEMS | C5-1 | B3R5TL |  | PHILIPS HEALTHCARE | BROKEN HILL | BHHS, ICU/CCU | BHHS, ICU/CCU | 0 | 44033
A07766 | TRANSDUCER, ULTRASOUNDPHILIPS MEDICAL SYSTEMSS4-2 | TRANSDUCER, ULTRASOUND | PHILIPS MEDICAL SYSTEMS | S4-2 | B3PXBP |  | PHILIPS HEALTHCARE | BROKEN HILL | BHHS, ICU/CCU | BHHS, ICU/CCU | 0 | 44033
A07768 | BATTERY, SECONDARYPHILIPS MEDICAL SYSTEMS989803176201 | BATTERY, SECONDARY | PHILIPS MEDICAL SYSTEMS | 989803176201 |  | BATTERY FOR MX40 TELEMETRY TRANSMITTER | PHILIPS HEALTHCARE | BROKEN HILL | BHHS, ICU/CCU | BHHS, ICU/CCU | 333 | 44034
A07769 | BATTERY, SECONDARYPHILIPS MEDICAL SYSTEMS989803176201 | BATTERY, SECONDARY | PHILIPS MEDICAL SYSTEMS | 989803176201 |  | BATTERY FOR MX40 TELEMETRY TRANSMITTER | PHILIPS HEALTHCARE | BROKEN HILL | BHHS, ICU/CCU | BHHS, ICU/CCU | 333 | 44034
A07770 | BATTERY, SECONDARYPHILIPS MEDICAL SYSTEMS989803176201 | BATTERY, SECONDARY | PHILIPS MEDICAL SYSTEMS | 989803176201 |  | BATTERY FOR MX40 TELEMETRY TRANSMITTER | PHILIPS HEALTHCARE | BROKEN HILL | BHHS, ICU/CCU | BHHS, ICU/CCU | 333 | 44034
A07771 | BATTERY, SECONDARYPHILIPS MEDICAL SYSTEMS989803176201 | BATTERY, SECONDARY | PHILIPS MEDICAL SYSTEMS | 989803176201 |  | BATTERY FOR MX40 TELEMETRY TRANSMITTER | PHILIPS HEALTHCARE | BROKEN HILL | BHHS, ICU/CCU | BHHS, ICU/CCU | 333 | 44034
A07772 | BATTERY, SECONDARYPHILIPS MEDICAL SYSTEMS989803176201 | BATTERY, SECONDARY | PHILIPS MEDICAL SYSTEMS | 989803176201 |  | BATTERY FOR MX40 TELEMETRY TRANSMITTER | PHILIPS HEALTHCARE | BROKEN HILL | BHHS, ICU/CCU | BHHS, ICU/CCU | 333 | 44034
A07773 | BATTERY, SECONDARYPHILIPS MEDICAL SYSTEMS989803176201 | BATTERY, SECONDARY | PHILIPS MEDICAL SYSTEMS | 989803176201 |  | BATTERY FOR MX40 TELEMETRY TRANSMITTER | PHILIPS HEALTHCARE | BROKEN HILL | BHHS, ICU/CCU | BHHS, ICU/CCU | 333 | 44034
A07774 | ULTRASOUND SYSTEM, IMAGING, GENERAL-PURPOSEPHILIPS MEDICAL SYSTEMSSPARQ | ULTRASOUND SYSTEM, IMAGING, GENERAL-PURPOSE | PHILIPS MEDICAL SYSTEMS | SPARQ | US62011638 | DIAGNOSTIC ULTRASOUND SYSTEM | PHILIPS HEALTHCARE | BROKEN HILL | BHHS, A&E | BHHS, A&E | 53500 | 44036
A07774BAT | BATTERY, SECONDARYPHILIPS MEDICAL SYSTEMS102-003098-505 | BATTERY, SECONDARY | PHILIPS MEDICAL SYSTEMS | 102-003098-505 |  | SPARQ BATTERY X 4 SN - DK0305941, DK0305932, DK0305908, DK0305928 | PHILIPS HEALTHCARE | BROKEN HILL | BHHS, A&E | BHHS, A&E | 0 | 44036
A07775 | TRANSDUCER, ULTRASOUNDPHILIPS MEDICAL SYSTEMSC5-1 | TRANSDUCER, ULTRASOUND | PHILIPS MEDICAL SYSTEMS | C5-1 | B3RMCF |  | PHILIPS HEALTHCARE | BROKEN HILL | BHHS, A&E | BHHS, A&E | 0 | 44036
A07776 | TRANSDUCER, ULTRASOUNDPHILIPS MEDICAL SYSTEMSS4-2 | TRANSDUCER, ULTRASOUND | PHILIPS MEDICAL SYSTEMS | S4-2 | B3PXQJ |  | PHILIPS HEALTHCARE | BROKEN HILL | BHHS, A&E | BHHS, A&E | 0 | 44036
A07777 | TRANSDUCER, ULTRASOUNDPHILIPS MEDICAL SYSTEMSL12-4 | TRANSDUCER, ULTRASOUND | PHILIPS MEDICAL SYSTEMS | L12-4 | B3Q2K6 |  | PHILIPS HEALTHCARE | BROKEN HILL | BHHS, A&E | BHHS, A&E | 0 | 44036
A07778 | DIALYSIS SYSTEM PLASMA FILTRATION UNITBARKEYPRISMAFLEX | DIALYSIS SYSTEM PLASMA FILTRATION UNIT | BARKEY | PRISMAFLEX | PA30945 | DIALYSIS MACHINE REF - 955052 | BAXTER HEALTHCARE | BROKEN HILL | BHHS, ICU/CCU | BHHS, ICU/CCU | 48000 | 44036
A07779 | WARMER, BLOOD/SOLUTIONBARKEYAUTOCONTROL 3XPT | WARMER, BLOOD/SOLUTION | BARKEY | AUTOCONTROL 3XPT | 1263221 |  | BAXTER HEALTHCARE | BROKEN HILL | BHHS, ICU/CCU | BHHS, ICU/CCU | 0 | 44036
A07780 | TELEVISION SETHISENSE24P2 | TELEVISION SET | HISENSE | 24P2 | HI0600049-H2401 | SU 30, BED 1 | HARVEY NORMAN | BROKEN HILL | BHHS, SURGICAL | SU30 | 195 | 44040
A07781 | TELEVISION SETHISENSE24P2 | TELEVISION SET | HISENSE | 24P2 | HI0601298-H2401 | SU 41, BED 11 | HARVEY NORMAN | BROKEN HILL | BHHS, SURGICAL | SU41 | 195 | 44040
A07782 | ENDOSCOPE, AC-POWERED AND ACCESSORYSTORZ8403 ZX | ENDOSCOPE, AC-POWERED AND ACCESSORY | STORZ | 8403 ZX | TP 24366 | ENDOSCOPE | KARL STORZ | BROKEN HILL | BHHS, ICU/CCU | BHHS, ICU/CCU | 10000 | 44042
A07783 | BATTERY CHARGERLINAKCHJ20000020J031 | BATTERY CHARGER | LINAK | CHJ20000020J031 |  |  |  | BROKEN HILL | BHHS, PHYSIO | BHHS, PHYSIO | 0 | 44042
A07784 | TABLE, OPERATING-ROOM, AC-POWEREDBERCHTOLDOPERON D850 | TABLE, OPERATING-ROOM, AC-POWERED | BERCHTOLD | OPERON D850 | 02882267 | THEATRE ELECTRIC BED | STRYKER | BROKEN HILL | BHHS, THEATRE | BHHS, THEATRE | 49913 | 44048
A07784BAT | BATTERY, SECONDARYMASTER INSTRUMENTSLC-P1228P | BATTERY, SECONDARY | MASTER INSTRUMENTS | LC-P1228P |  | 12V 28AH (2 X BATTERIES PER TABLE) | MASTER INSTRUMENTS | BROKEN HILL | BHHS, THEATRE | BHHS, THEATRE | 108.47 | 44048
A07785 | TABLE, OPERATING-ROOM, AC-POWEREDBERCHTOLDOPERON D850 | TABLE, OPERATING-ROOM, AC-POWERED | BERCHTOLD | OPERON D850 | 02882265 | THEATRE ELECTRIC BED | STRYKER | BROKEN HILL | BHHS, THEATRE | BHHS, THEATRE | 49913 | 44048
A07785BAT | BATTERY, SECONDARYMASTER INSTRUMENTSLC-P1228P | BATTERY, SECONDARY | MASTER INSTRUMENTS | LC-P1228P |  | 12V 28AH (2 X BATTERIES PER TABLE) | MASTER INSTRUMENTS | BROKEN HILL | BHHS, THEATRE | BHHS, THEATRE | 108.47 | 44048
A07786 | CHAIR, EXAMINATION/TREATMENT, ELECTRICALLY-POWEREDCARELEDAS4540 | CHAIR, EXAMINATION/TREATMENT, ELECTRICALLY-POWERED | CARELEDA | S4540 | 20N10664 | SERTAIN HILO SWL: 300KG |  | BROKEN HILL | BHHS, ICU/CCU | BHHS, ICU/CCU | 0 | 44061
A07787 | DRILL SYSTEM, DENTALADEC3420 | DRILL SYSTEM, DENTAL | ADEC | 3420 | 15H12788 | PAC 1 | A-DEC | IVANHOE | IVANHOE, DENTAL | DENTAL | 0 | 42235
A07788 | SUCTION UNIT, DENTALCATTANIASPI JET 6 | SUCTION UNIT, DENTAL | CATTANI | ASPI JET 6 | AA166632 |  |  | IVANHOE | IVANHOE, DENTAL | DENTAL | 0 | 42235
A07789 | X-RAY SYSTEM, DIAGNOSTIC, DENTAL, GENERAL-PURPOSE, EXTRA-ORAL, ANALOGUECARESTREAM HEALTHCS 2200 | X-RAY SYSTEM, DIAGNOSTIC, DENTAL, GENERAL-PURPOSE, EXTRA-ORAL, ANALOGUE | CARESTREAM HEALTH | CS 2200 | DLYU105 |  |  | IVANHOE | IVANHOE, DENTAL | DENTAL | 0 | 42235
A07790 | CHAIR, EXAMINATION/TREATMENT, DENTALTECHNODENTLINDA 3 ORL | CHAIR, EXAMINATION/TREATMENT, DENTAL | TECHNODENT | LINDA 3 ORL | 3784 15 G |  | WILLIAM GREEN PTY LTD | IVANHOE | IVANHOE, DENTAL | DENTAL | 0 | 42235
A07791BAT | BATTERY, SECONDARY | BATTERY, SECONDARY | [5 empty] | BROKEN HILL | BHHS, PALIATIVE CARE | BHHS, PALIATIVE CARE | 0 | 44375
A07792BAT | BATTERY, SECONDARY | BATTERY, SECONDARY | [5 empty] | BROKEN HILL | BHHS, PALIATIVE CARE | BHHS, PALIATIVE CARE | 0 | 44377
A07793BAT | BATTERY, SECONDARY | BATTERY, SECONDARY | [5 empty] | BROKEN HILL | BHHS, PALIATIVE CARE | BHHS, PALIATIVE CARE | 0 | 44377
A07794BAT | BATTERY, SECONDARY | BATTERY, SECONDARY | [5 empty] | BROKEN HILL | BHHS, PALIATIVE CARE | BHHS, PALIATIVE CARE | 0 | 44377
A07795BAT | BATTERY, SECONDARY | BATTERY, SECONDARY | [5 empty] | BROKEN HILL | BHHS, PALIATIVE CARE | BHHS, PALIATIVE CARE | 0 | 44377
A07796BAT | BATTERY, SECONDARY | BATTERY, SECONDARY | [5 empty] | BROKEN HILL | BHHS, PALIATIVE CARE | BHHS, PALIATIVE CARE | 0 | 44375
A07797BAT | BATTERY, SECONDARY | BATTERY, SECONDARY | [5 empty] | BROKEN HILL | BHHS, PALIATIVE CARE | BHHS, PALIATIVE CARE | 0 | 44375
A07798BAT | BATTERY, SECONDARY | BATTERY, SECONDARY | [5 empty] | BROKEN HILL | BHHS, PALIATIVE CARE | BHHS, PALIATIVE CARE | 0 | 44377
A07799BAT | BATTERY, SECONDARY | BATTERY, SECONDARY | [5 empty] | BROKEN HILL | BHHS, PALIATIVE CARE | BHHS, PALIATIVE CARE | 0 | 44375
A07800BAT | BATTERY, SECONDARY | BATTERY, SECONDARY | [5 empty] | BROKEN HILL | BHHS, PALIATIVE CARE | BHHS, PALIATIVE CARE | 0 | 44375
A07801 | INFUSION PUMP, ENTERAL FEEDINGCOVIDIENKANGAROO JOEY | INFUSION PUMP, ENTERAL FEEDING | COVIDIEN | KANGAROO JOEY | F19193169 | UNIT IS ON LOAN FROM CARDINAL HEALTH, TO BE SENT BACK IN DUE TIME | CARDINALHEALTH | BROKEN HILL | BHHS, DIETICIANS | BHHS, DIETICIANS | 0 | 44063
A07802 | THERMOMETER, INFRARED, SKINTECNIMED SRLVISIOFOCUS PRO 06480 | THERMOMETER, INFRARED, SKIN | TECNIMED SRL | VISIOFOCUS PRO 06480 | 20276481-0017 | LOCATED AT CONCIERGE DESK | PARKER HEALTHCARE | BROKEN HILL | BHHS | BHHS | 167.5 | 44063
A07803 | THERMOMETER, INFRARED, SKINTECNIMED SRLVISIOFOCUS PRO 06480 | THERMOMETER, INFRARED, SKIN | TECNIMED SRL | VISIOFOCUS PRO 06480 | 20276481-0042 |  | PARKER HEALTHCARE | BROKEN HILL | BHHS, SUB ACUTE REHAB | SUB ACUTE REHAB | 167.5 | 44063
A07804 | TELEVISION SETHISENSE24P2 | TELEVISION SET | HISENSE | 24P2 | HI0600024-H2401 |  | HARVEY NORMAN | BROKEN HILL | BHHS, MEDICAL | MU04 | 200 | 44063
A07805 | PHYSIOLOGIC MONITORING SYSTEMPHILIPS MEDICAL SYSTEMS866062 | PHYSIOLOGIC MONITORING SYSTEM | PHILIPS MEDICAL SYSTEMS | 866062 | DE671K5452 | INTELLIVUE MX450 PATIENT MONITOR | PHILIPS HEALTHCARE | BROKEN HILL | BHHS, ICU/CCU | BHHS, ICU/CCU | 4905 | 44063
A07805BAT | BATTERY PACKPHILIPS HEALTHCAREM4605A | BATTERY PACK | PHILIPS HEALTHCARE | M4605A |  | 10.8V LITHIUM ION BATTERY | PHILIPS HEALTHCARE | BROKEN HILL | BHHS, ICU/CCU | BHHS, ICU/CCU | 0 | 44064
A07806 | PHYSIOLOGIC MONITORING SYSTEMPHILIPS MEDICAL SYSTEMS867030 | PHYSIOLOGIC MONITORING SYSTEM | PHILIPS MEDICAL SYSTEMS | 867030 | DE694A9421 | INTELLIVUE X3 | PHILIPS HEALTHCARE | BROKEN HILL | BHHS, ICU/CCU | BHHS, ICU/CCU | 5684 | 44064
A07806BAT | BATTERY, SECONDARYPHILIPS MEDICAL SYSTEMS989803196521 | BATTERY, SECONDARY | PHILIPS MEDICAL SYSTEMS | 989803196521 | 0000034782 | INTELLIVUE X3 BATTERY | PHILIPS HEALTHCARE | BROKEN HILL | BHHS, ICU/CCU | BHHS, ICU/CCU | 0 | 44064
A07807 | MONITOR, BEDSIDE, RESPIRATION, EXHALED CARBON DIOXIDEPHILIPS MEDICAL SYSTEMS867041 | MONITOR, BEDSIDE, RESPIRATION, EXHALED CARBON DIOXIDE | PHILIPS MEDICAL SYSTEMS | 867041 | DE69749459 | INTELLIVUE MICROSTREAM EXTENSION | PHILIPS HEALTHCARE | BROKEN HILL | BHHS, ICU/CCU | BHHS, ICU/CCU | 5000 | 44064
A07810 | THERMOMETER, INFRARED, EARTAIDOC TECHNOLOGY CORPTD-1261 | THERMOMETER, INFRARED, EAR | TAIDOC TECHNOLOGY CORP | TD-1261 | 1261320280045204 | TYMPANIC THERMOMETER | TUNSTALL AUSTRALASIA PTY LTD | BROKEN HILL | BHHS, CHRONIC CARE | BHHS, CHRONIC CARE | 0 | 44067
A07811 | THERMOMETER, INFRARED, EARTAIDOC TECHNOLOGY CORPTD-1261 | THERMOMETER, INFRARED, EAR | TAIDOC TECHNOLOGY CORP | TD-1261 | 1261320280045103 | TYMPANIC THERMOMETER | TUNSTALL AUSTRALASIA PTY LTD | BROKEN HILL | BHHS, CHRONIC CARE | BHHS, CHRONIC CARE | 0 | 44067
A07812 | THERMOMETER, INFRARED, EARTAIDOC TECHNOLOGY CORPTD-1261 | THERMOMETER, INFRARED, EAR | TAIDOC TECHNOLOGY CORP | TD-1261 | 126132028004519C | TYMPANIC THERMOMETER | TUNSTALL AUSTRALASIA PTY LTD | BROKEN HILL | BHHS, CHRONIC CARE | BHHS, CHRONIC CARE | 0 | 44067
A07813 | THERMOMETER, INFRARED, EARTAIDOC TECHNOLOGY CORPTD-1261 | THERMOMETER, INFRARED, EAR | TAIDOC TECHNOLOGY CORP | TD-1261 | 1261320280045169 | TYMPANIC THERMOMETER | TUNSTALL AUSTRALASIA PTY LTD | BROKEN HILL | BHHS, CHRONIC CARE | BHHS, CHRONIC CARE | 0 | 44067
A07814 | THERMOMETER, INFRARED, EARTAIDOC TECHNOLOGY CORPTD-1261 | THERMOMETER, INFRARED, EAR | TAIDOC TECHNOLOGY CORP | TD-1261 | 1261320280045136 | TYMPANIC THERMOMETER | TUNSTALL AUSTRALASIA PTY LTD | BROKEN HILL | BHHS, CHRONIC CARE | BHHS, CHRONIC CARE | 0 | 44067
A07815 | THERMOMETER, INFRARED, EARTAIDOC TECHNOLOGY CORPTD-1261 | THERMOMETER, INFRARED, EAR | TAIDOC TECHNOLOGY CORP | TD-1261 | 126132028004517A | TYMPANIC THERMOMETER | TUNSTALL AUSTRALASIA PTY LTD | BROKEN HILL | BHHS, CHRONIC CARE | BHHS, CHRONIC CARE | 0 | 44067
A07816 | THERMOMETER, INFRARED, EARTAIDOC TECHNOLOGY CORPTD-1261 | THERMOMETER, INFRARED, EAR | TAIDOC TECHNOLOGY CORP | TD-1261 | 1261320280045158 | TYMPANIC THERMOMETER | TUNSTALL AUSTRALASIA PTY LTD | BROKEN HILL | BHHS, CHRONIC CARE | BHHS, CHRONIC CARE | 0 | 44067
A07817 | THERMOMETER, INFRARED, EARTAIDOC TECHNOLOGY CORPTD-1261 | THERMOMETER, INFRARED, EAR | TAIDOC TECHNOLOGY CORP | TD-1261 | 1261320280045147 | TYMPANIC THERMOMETER | TUNSTALL AUSTRALASIA PTY LTD | BROKEN HILL | BHHS, CHRONIC CARE | BHHS, CHRONIC CARE | 0 | 44067
A07818 | THERMOMETER, INFRARED, EARTAIDOC TECHNOLOGY CORPTD-1261 | THERMOMETER, INFRARED, EAR | TAIDOC TECHNOLOGY CORP | TD-1261 | 1261320280045215 | TYMPANIC THERMOMETER | TUNSTALL AUSTRALASIA PTY LTD | BROKEN HILL | BHHS, CHRONIC CARE | BHHS, CHRONIC CARE | 0 | 44067
A07819 | THERMOMETER, INFRARED, EARTAIDOC TECHNOLOGY CORPTD-1261 | THERMOMETER, INFRARED, EAR | TAIDOC TECHNOLOGY CORP | TD-1261 | 1261320280045226 | TYMPANIC THERMOMETER | TUNSTALL AUSTRALASIA PTY LTD | BROKEN HILL | BHHS, CHRONIC CARE | BHHS, CHRONIC CARE | 0 | 44067
A07820 | THERMOMETER, INFRARED, EARTAIDOC TECHNOLOGY CORPTD-1261 | THERMOMETER, INFRARED, EAR | TAIDOC TECHNOLOGY CORP | TD-1261 | 126132028004518B | TYMPANIC THERMOMETER | TUNSTALL AUSTRALASIA PTY LTD | BROKEN HILL | BHHS, CHRONIC CARE | BHHS, CHRONIC CARE | 0 | 44067
A07821 | THERMOMETER, INFRARED, EARTAIDOC TECHNOLOGY CORPTD-1261 | THERMOMETER, INFRARED, EAR | TAIDOC TECHNOLOGY CORP | TD-1261 | 1261320280045125 | TYMPANIC THERMOMETER | TUNSTALL AUSTRALASIA PTY LTD | BROKEN HILL | BHHS, CHRONIC CARE | BHHS, CHRONIC CARE | 0 | 44067
A07822 | THERMOMETER, INFRARED, EARTAIDOC TECHNOLOGY CORPTD-1261 | THERMOMETER, INFRARED, EAR | TAIDOC TECHNOLOGY CORP | TD-1261 | 1261320280045114 | TYMPANIC THERMOMETER | TUNSTALL AUSTRALASIA PTY LTD | BROKEN HILL | BHHS, CHRONIC CARE | BHHS, CHRONIC CARE | 0 | 44067
A07823 | THERMOMETER, INFRARED, EARTAIDOC TECHNOLOGY CORPTD-1261 | THERMOMETER, INFRARED, EAR | TAIDOC TECHNOLOGY CORP | TD-1261 | 126132028004509B | TYMPANIC THERMOMETER | TUNSTALL AUSTRALASIA PTY LTD | BROKEN HILL | BHHS, CHRONIC CARE | BHHS, CHRONIC CARE | 0 | 44067
A07824 | THERMOMETER, INFRARED, EARTAIDOC TECHNOLOGY CORPTD-1261 | THERMOMETER, INFRARED, EAR | TAIDOC TECHNOLOGY CORP | TD-1261 | 126132028004529D | TYMPANIC THERMOMETER | TUNSTALL AUSTRALASIA PTY LTD | BROKEN HILL | BHHS, CHRONIC CARE | BHHS, CHRONIC CARE | 0 | 44067
A07825 | THERMOMETER, INFRARED, EARTAIDOC TECHNOLOGY CORPTD-1261 | THERMOMETER, INFRARED, EAR | TAIDOC TECHNOLOGY CORP | TD-1261 | 1261320280045338 | TYMPANIC THERMOMETER | TUNSTALL AUSTRALASIA PTY LTD | BROKEN HILL | BHHS, CHRONIC CARE | BHHS, CHRONIC CARE | 0 | 44067
A07826 | THERMOMETER, INFRARED, EARTAIDOC TECHNOLOGY CORPTD-1261 | THERMOMETER, INFRARED, EAR | TAIDOC TECHNOLOGY CORP | TD-1261 | 126132028004528C | TYMPANIC THERMOMETER | TUNSTALL AUSTRALASIA PTY LTD | BROKEN HILL | BHHS, CHRONIC CARE | BHHS, CHRONIC CARE | 0 | 44067
A07827 | THERMOMETER, INFRARED, EARTAIDOC TECHNOLOGY CORPTD-1261 | THERMOMETER, INFRARED, EAR | TAIDOC TECHNOLOGY CORP | TD-1261 | 1261320280045305 | TYMPANIC THERMOMETER | TUNSTALL AUSTRALASIA PTY LTD | BROKEN HILL | BHHS, CHRONIC CARE | BHHS, CHRONIC CARE | 0 | 44067
A07828 | THERMOMETER, INFRARED, EARTAIDOC TECHNOLOGY CORPTD-1261 | THERMOMETER, INFRARED, EAR | TAIDOC TECHNOLOGY CORP | TD-1261 | 1261320280045316 | TYMPANIC THERMOMETER | TUNSTALL AUSTRALASIA PTY LTD | BROKEN HILL | BHHS, CHRONIC CARE | BHHS, CHRONIC CARE | 0 | 44067
A07829 | THERMOMETER, INFRARED, EARTAIDOC TECHNOLOGY CORPTD-1261 | THERMOMETER, INFRARED, EAR | TAIDOC TECHNOLOGY CORP | TD-1261 | 1261320280045327 | TYMPANIC THERMOMETER | TUNSTALL AUSTRALASIA PTY LTD | BROKEN HILL | BHHS, CHRONIC CARE | BHHS, CHRONIC CARE | 0 | 44067
A07830 | THERMOMETER, INFRARED, EARTAIDOC TECHNOLOGY CORPTD-1261 | THERMOMETER, INFRARED, EAR | TAIDOC TECHNOLOGY CORP | TD-1261 | 1261320280045237 | TYMPANIC THERMOMETER | TUNSTALL AUSTRALASIA PTY LTD | BROKEN HILL | BHHS, CHRONIC CARE | BHHS, CHRONIC CARE | 0 | 44067
A07831 | THERMOMETER, INFRARED, EARTAIDOC TECHNOLOGY CORPTD-1261 | THERMOMETER, INFRARED, EAR | TAIDOC TECHNOLOGY CORP | TD-1261 | 1261320280045248 | TYMPANIC THERMOMETER | TUNSTALL AUSTRALASIA PTY LTD | BROKEN HILL | BHHS, CHRONIC CARE | BHHS, CHRONIC CARE | 0 | 44067
A07832 | THERMOMETER, INFRARED, EARTAIDOC TECHNOLOGY CORPTD-1261 | THERMOMETER, INFRARED, EAR | TAIDOC TECHNOLOGY CORP | TD-1261 | 1261320280045259 | TYMPANIC THERMOMETER | TUNSTALL AUSTRALASIA PTY LTD | BROKEN HILL | BHHS, CHRONIC CARE | BHHS, CHRONIC CARE | 0 | 44067
A07833 | THERMOMETER, INFRARED, EARTAIDOC TECHNOLOGY CORPTD-1261 | THERMOMETER, INFRARED, EAR | TAIDOC TECHNOLOGY CORP | TD-1261 | 126132028004526A | TYMPANIC THERMOMETER | TUNSTALL AUSTRALASIA PTY LTD | BROKEN HILL | BHHS, CHRONIC CARE | BHHS, CHRONIC CARE | 0 | 44067
A07835 | MONITOR, BEDSIDE, RESPIRATION, EXHALED CARBON DIOXIDEPHILIPS MEDICAL SYSTEMS867041 | MONITOR, BEDSIDE, RESPIRATION, EXHALED CARBON DIOXIDE | PHILIPS MEDICAL SYSTEMS | 867041 | DE69749512 | INTELLIVUE MICROSTREAM EXTENSION | PHILIPS HEALTHCARE | BROKEN HILL | BHHS, ICU/CCU | BHHS, ICU/CCU | 5000 | 44067
A07836 | MONITOR, BEDSIDE, RESPIRATION, EXHALED CARBON DIOXIDEPHILIPS MEDICAL SYSTEMS867041 | MONITOR, BEDSIDE, RESPIRATION, EXHALED CARBON DIOXIDE | PHILIPS MEDICAL SYSTEMS | 867041 | DE69749478 | INTELLIVUE MICROSTREAM EXTENSION | PHILIPS HEALTHCARE | BROKEN HILL | BHHS, ICU/CCU | BHHS, ICU/CCU | 5000 | 44067
A07845 | SPIROMETERVITALOGRAPH INC4000 | SPIROMETER | VITALOGRAPH INC | 4000 | AC204340 | LUNG MONITOR | TUNSTALL AUSTRALASIA PTY LTD | BROKEN HILL | BHHS, CHRONIC CARE | BHHS, CHRONIC CARE | 0 | 44068
A07846 | SPIROMETERVITALOGRAPH INC4000 | SPIROMETER | VITALOGRAPH INC | 4000 | AC204345 | LUNG MONITOR | TUNSTALL AUSTRALASIA PTY LTD | BROKEN HILL | BHHS, CHRONIC CARE | BHHS, CHRONIC CARE | 0 | 44068
A07847 | SPIROMETERVITALOGRAPH INC4000 | SPIROMETER | VITALOGRAPH INC | 4000 | AC204343 | LUNG MONITOR | TUNSTALL AUSTRALASIA PTY LTD | BROKEN HILL | BHHS, CHRONIC CARE | BHHS, CHRONIC CARE | 0 | 44068
A07848 | SPIROMETERVITALOGRAPH INC4000 | SPIROMETER | VITALOGRAPH INC | 4000 | AC204341 | LUNG MONITOR | TUNSTALL AUSTRALASIA PTY LTD | BROKEN HILL | BHHS, CHRONIC CARE | BHHS, CHRONIC CARE | 0 | 44068
A07849 | SPIROMETERVITALOGRAPH INC4000 | SPIROMETER | VITALOGRAPH INC | 4000 | AC204346 | LUNG MONITOR | TUNSTALL AUSTRALASIA PTY LTD | BROKEN HILL | BHHS, CHRONIC CARE | BHHS, CHRONIC CARE | 0 | 44068
A07850 | SPIROMETERVITALOGRAPH INC4000 | SPIROMETER | VITALOGRAPH INC | 4000 | AC204338 | LUNG MONITOR | TUNSTALL AUSTRALASIA PTY LTD | BROKEN HILL | BHHS, CHRONIC CARE | BHHS, CHRONIC CARE | 0 | 44068
A07851 | SPIROMETERVITALOGRAPH INC4000 | SPIROMETER | VITALOGRAPH INC | 4000 | AC204348 | LUNG MONITOR | TUNSTALL AUSTRALASIA PTY LTD | BROKEN HILL | BHHS, CHRONIC CARE | BHHS, CHRONIC CARE | 0 | 44068
A07852 | SPIROMETERVITALOGRAPH INC4000 | SPIROMETER | VITALOGRAPH INC | 4000 | AC204342 | LUNG MONITOR | TUNSTALL AUSTRALASIA PTY LTD | BROKEN HILL | BHHS, CHRONIC CARE | BHHS, CHRONIC CARE | 0 | 44068
A07853 | PHYSIOLOGIC MONITORING SYSTEMPHILIPS MEDICAL SYSTEMS866062 | PHYSIOLOGIC MONITORING SYSTEM | PHILIPS MEDICAL SYSTEMS | 866062 | DE671M6216 | INTELLIVUE MX450 PATIENT MONITOR | PHILIPS HEALTHCARE | BALRANALD | BALRANALD | BALRANALD | 4950 | 44068
A07853BAT | BATTERY, MEDICAL DEVICEPHILIPS MEDICAL SYSTEMSM4605A | BATTERY, MEDICAL DEVICE | PHILIPS MEDICAL SYSTEMS | M4605A |  | MX450 BATTERY | PHILIPS HEALTHCARE | BALRANALD | BALRANALD | BALRANALD | 0 | 44069
A07854 | MODULE, PATIENT MONITORING SYSTEM, MULTIFUNCTIONPHILIPS MEDICAL SYSTEMS867036 | MODULE, PATIENT MONITORING SYSTEM, MULTIFUNCTION | PHILIPS MEDICAL SYSTEMS | 867036 | DE69545776 | INTELLIVUE MMX | PHILIPS HEALTHCARE | BALRANALD | BALRANALD | BALRANALD | 3680 | 44068
A07855 | PHYSIOLOGIC MONITORING SYSTEMPHILIPS MEDICAL SYSTEMS866062 | PHYSIOLOGIC MONITORING SYSTEM | PHILIPS MEDICAL SYSTEMS | 866062 | DE671M6212 | INTELLIVUE MX450 PATIENT MONITOR | PHILIPS HEALTHCARE | BALRANALD | BALRANALD | BALRANALD | 4950 | 44068
A07855BAT | BATTERY, MEDICAL DEVICEPHILIPS MEDICAL SYSTEMSM4605A | BATTERY, MEDICAL DEVICE | PHILIPS MEDICAL SYSTEMS | M4605A |  | MX450 BATTERY | PHILIPS HEALTHCARE | BALRANALD | BALRANALD | BALRANALD | 0 | 44069
A07856 | MODULE, PATIENT MONITORING SYSTEM, MULTIFUNCTIONPHILIPS MEDICAL SYSTEMS867036 | MODULE, PATIENT MONITORING SYSTEM, MULTIFUNCTION | PHILIPS MEDICAL SYSTEMS | 867036 | DE69545747 | INTELLIVUE MMX | PHILIPS HEALTHCARE | BALRANALD | BALRANALD | BALRANALD | 3680 | 44068
A07857 | PHYSIOLOGIC MONITORING SYSTEMPHILIPS MEDICAL SYSTEMS866062 | PHYSIOLOGIC MONITORING SYSTEM | PHILIPS MEDICAL SYSTEMS | 866062 | DE671M6220 | INTELLIVUE MX450 PATIENT MONITOR | PHILIPS HEALTHCARE | IVANHOE | IVANHOE | IVANHOE | 4950 | 44068
A07857BAT | BATTERY, MEDICAL DEVICEPHILIPS MEDICAL SYSTEMSM4605A | BATTERY, MEDICAL DEVICE | PHILIPS MEDICAL SYSTEMS | M4605A |  | MX450 BATTERY | PHILIPS HEALTHCARE | IVANHOE | IVANHOE | IVANHOE | 0 | 44069
A07858 | MODULE, PATIENT MONITORING SYSTEM, MULTIFUNCTIONPHILIPS MEDICAL SYSTEMS867036 | MODULE, PATIENT MONITORING SYSTEM, MULTIFUNCTION | PHILIPS MEDICAL SYSTEMS | 867036 | DE69545733 | INTELLIVUE MMX | PHILIPS HEALTHCARE | IVANHOE | IVANHOE | IVANHOE | 3680 | 44068
A07859 | PHYSIOLOGIC MONITORING SYSTEMPHILIPS MEDICAL SYSTEMS866062 | PHYSIOLOGIC MONITORING SYSTEM | PHILIPS MEDICAL SYSTEMS | 866062 | DE671M6215 | INTELLIVUE MX450 PATIENT MONITOR | PHILIPS HEALTHCARE | WENTWORTH | WENTWORTH | WENTWORTH | 4950 | 44068
A07859BAT | BATTERY, MEDICAL DEVICEPHILIPS MEDICAL SYSTEMSM4605A | BATTERY, MEDICAL DEVICE | PHILIPS MEDICAL SYSTEMS | M4605A |  | MX450 BATTERY | PHILIPS HEALTHCARE | WENTWORTH | WENTWORTH | WENTWORTH | 0 | 44069
A07860 | MODULE, PATIENT MONITORING SYSTEM, MULTIFUNCTIONPHILIPS MEDICAL SYSTEMS867036 | MODULE, PATIENT MONITORING SYSTEM, MULTIFUNCTION | PHILIPS MEDICAL SYSTEMS | 867036 | DE69545726 | INTELLIVUE MMX | PHILIPS HEALTHCARE | WENTWORTH | WENTWORTH | WENTWORTH | 3680 | 44068
A07861 | PHYSIOLOGIC MONITORING SYSTEMPHILIPS MEDICAL SYSTEMS866062 | PHYSIOLOGIC MONITORING SYSTEM | PHILIPS MEDICAL SYSTEMS | 866062 | DE671M6221 | INTELLIVUE MX450 PATIENT MONITOR | PHILIPS HEALTHCARE | BROKEN HILL | BHHS, A&E | BHHS, A&E | 4950 | 44068
A07861BAT | BATTERY, MEDICAL DEVICEPHILIPS MEDICAL SYSTEMSM4605A | BATTERY, MEDICAL DEVICE | PHILIPS MEDICAL SYSTEMS | M4605A |  | MX450 BATTERY | PHILIPS HEALTHCARE | BROKEN HILL | BHHS, A&E | BHHS, A&E | 0 | 44069
A07862 | MODULE, PATIENT MONITORING SYSTEM, MULTIFUNCTIONPHILIPS MEDICAL SYSTEMS867036 | MODULE, PATIENT MONITORING SYSTEM, MULTIFUNCTION | PHILIPS MEDICAL SYSTEMS | 867036 | DE69545781 | INTELLIVUE MMX | PHILIPS HEALTHCARE | BROKEN HILL | BHHS, A&E | BHHS, A&E | 3680 | 44068
A07863 | PHYSIOLOGIC MONITORING SYSTEMPHILIPS MEDICAL SYSTEMS866062 | PHYSIOLOGIC MONITORING SYSTEM | PHILIPS MEDICAL SYSTEMS | 866062 | DE671M6222 | INTELLIVUE MX450 PATIENT MONITOR | PHILIPS HEALTHCARE | WILCANNIA | WILCANNIA | WILCANNIA | 4950 | 44068
A07863BAT | BATTERY, MEDICAL DEVICEPHILIPS MEDICAL SYSTEMSM4605A | BATTERY, MEDICAL DEVICE | PHILIPS MEDICAL SYSTEMS | M4605A |  | MX450 BATTERY | PHILIPS HEALTHCARE | WILCANNIA | WILCANNIA | WILCANNIA | 0 | 44069
A07864 | MODULE, PATIENT MONITORING SYSTEM, MULTIFUNCTIONPHILIPS MEDICAL SYSTEMS867036 | MODULE, PATIENT MONITORING SYSTEM, MULTIFUNCTION | PHILIPS MEDICAL SYSTEMS | 867036 | DE69545834 | INTELLIVUE MMX | PHILIPS HEALTHCARE | WILCANNIA | WILCANNIA | WILCANNIA | 3680 | 44068
A07865 | PHYSIOLOGIC MONITORING SYSTEMPHILIPS MEDICAL SYSTEMS866062 | PHYSIOLOGIC MONITORING SYSTEM | PHILIPS MEDICAL SYSTEMS | 866062 | DE671M6217 | INTELLIVUE MX450 PATIENT MONITOR | PHILIPS HEALTHCARE | WHITE CLIFFS | WHITE CLIFFS | WHITE CLIFFS | 4950 | 44068
A07865BAT | BATTERY, MEDICAL DEVICEPHILIPS MEDICAL SYSTEMSM4605A | BATTERY, MEDICAL DEVICE | PHILIPS MEDICAL SYSTEMS | M4605A |  | MX450 BATTERY | PHILIPS HEALTHCARE | WHITE CLIFFS | WHITE CLIFFS | WHITE CLIFFS | 0 | 44069
A07866 | MODULE, PATIENT MONITORING SYSTEM, MULTIFUNCTIONPHILIPS MEDICAL SYSTEMS867036 | MODULE, PATIENT MONITORING SYSTEM, MULTIFUNCTION | PHILIPS MEDICAL SYSTEMS | 867036 | DE69545788 | INTELLIVUE MMX | PHILIPS HEALTHCARE | WHITE CLIFFS | WHITE CLIFFS | WHITE CLIFFS | 3680 | 44068
A07867 | PHYSIOLOGIC MONITORING SYSTEMPHILIPS MEDICAL SYSTEMS866062 | PHYSIOLOGIC MONITORING SYSTEM | PHILIPS MEDICAL SYSTEMS | 866062 | DE671M6213 | INTELLIVUE MX450 PATIENT MONITOR | PHILIPS HEALTHCARE | MENINDEE | MENINDEE | MENINDEE | 4950 | 44068
A07867BAT | BATTERY, MEDICAL DEVICEPHILIPS MEDICAL SYSTEMSM4605A | BATTERY, MEDICAL DEVICE | PHILIPS MEDICAL SYSTEMS | M4605A |  | MX450 BATTERY | PHILIPS HEALTHCARE | MENINDEE | MENINDEE | MENINDEE | 0 | 44069
A07868 | MODULE, PATIENT MONITORING SYSTEM, MULTIFUNCTIONPHILIPS MEDICAL SYSTEMS867036 | MODULE, PATIENT MONITORING SYSTEM, MULTIFUNCTION | PHILIPS MEDICAL SYSTEMS | 867036 | DE69545778 | INTELLIVUE MMX | PHILIPS HEALTHCARE | MENINDEE | MENINDEE | MENINDEE | 3680 | 44068
A07869 | PHYSIOLOGIC MONITORING SYSTEMPHILIPS MEDICAL SYSTEMS866062 | PHYSIOLOGIC MONITORING SYSTEM | PHILIPS MEDICAL SYSTEMS | 866062 | DE671M6214 | INTELLIVUE MX450 PATIENT MONITOR | PHILIPS HEALTHCARE | TIBOOBURRA | TIBOOBURRA | TIBOOBURRA | 4950 | 44068
A07869BAT | BATTERY, MEDICAL DEVICEPHILIPS MEDICAL SYSTEMSM4605A | BATTERY, MEDICAL DEVICE | PHILIPS MEDICAL SYSTEMS | M4605A |  | MX450 BATTERY | PHILIPS HEALTHCARE | TIBOOBURRA | TIBOOBURRA | TIBOOBURRA | 0 | 44069
A07870 | MODULE, PATIENT MONITORING SYSTEM, MULTIFUNCTIONPHILIPS MEDICAL SYSTEMS867036 | MODULE, PATIENT MONITORING SYSTEM, MULTIFUNCTION | PHILIPS MEDICAL SYSTEMS | 867036 | DE69545783 | INTELLIVUE MMX | PHILIPS HEALTHCARE | TIBOOBURRA | TIBOOBURRA | TIBOOBURRA | 3680 | 44068
A07871 | OXIMETER, PULSENONIN MEDICAL INC3230 | OXIMETER, PULSE | NONIN MEDICAL INC | 3230 | 505175880 |  | TUNSTALL AUSTRALASIA PTY LTD | BROKEN HILL | BHHS, CHRONIC CARE | BHHS, CHRONIC CARE | 0 | 44068
A07872 | OXIMETER, PULSENONIN MEDICAL INC3230 | OXIMETER, PULSE | NONIN MEDICAL INC | 3230 | 505175899 |  | TUNSTALL AUSTRALASIA PTY LTD | BROKEN HILL | BHHS, CHRONIC CARE | BHHS, CHRONIC CARE | 0 | 44068
A07873 | OXIMETER, PULSENONIN MEDICAL INC3230 | OXIMETER, PULSE | NONIN MEDICAL INC | 3230 | 505175843 |  | TUNSTALL AUSTRALASIA PTY LTD | BROKEN HILL | BHHS, CHRONIC CARE | BHHS, CHRONIC CARE | 0 | 44068
A07874 | OXIMETER, PULSENONIN MEDICAL INC3230 | OXIMETER, PULSE | NONIN MEDICAL INC | 3230 | 505175915 |  | TUNSTALL AUSTRALASIA PTY LTD | BROKEN HILL | BHHS, CHRONIC CARE | BHHS, CHRONIC CARE | 0 | 44068
A07875 | OXIMETER, PULSENONIN MEDICAL INC3230 | OXIMETER, PULSE | NONIN MEDICAL INC | 3230 | 505175916 |  | TUNSTALL AUSTRALASIA PTY LTD | BROKEN HILL | BHHS, CHRONIC CARE | BHHS, CHRONIC CARE | 0 | 44068
A07876 | OXIMETER, PULSENONIN MEDICAL INC3230 | OXIMETER, PULSE | NONIN MEDICAL INC | 3230 | 505175867 |  | TUNSTALL AUSTRALASIA PTY LTD | BROKEN HILL | BHHS, CHRONIC CARE | BHHS, CHRONIC CARE | 0 | 44068
A07877 | OXIMETER, PULSENONIN MEDICAL INC3230 | OXIMETER, PULSE | NONIN MEDICAL INC | 3230 | 505175921 |  | TUNSTALL AUSTRALASIA PTY LTD | BROKEN HILL | BHHS, CHRONIC CARE | BHHS, CHRONIC CARE | 0 | 44068
A07878 | OXIMETER, PULSENONIN MEDICAL INC3230 | OXIMETER, PULSE | NONIN MEDICAL INC | 3230 | 505175913 |  | TUNSTALL AUSTRALASIA PTY LTD | BROKEN HILL | BHHS, CHRONIC CARE | BHHS, CHRONIC CARE | 0 | 44068
A07879 | OXIMETER, PULSENONIN MEDICAL INC3230 | OXIMETER, PULSE | NONIN MEDICAL INC | 3230 | 505175840 |  | TUNSTALL AUSTRALASIA PTY LTD | BROKEN HILL | BHHS, CHRONIC CARE | BHHS, CHRONIC CARE | 0 | 44068
A07880 | OXIMETER, PULSENONIN MEDICAL INC3230 | OXIMETER, PULSE | NONIN MEDICAL INC | 3230 | 505175924 |  | TUNSTALL AUSTRALASIA PTY LTD | BROKEN HILL | BHHS, CHRONIC CARE | BHHS, CHRONIC CARE | 0 | 44068
A07881 | OXIMETER, PULSENONIN MEDICAL INC3230 | OXIMETER, PULSE | NONIN MEDICAL INC | 3230 | 505175863 |  | TUNSTALL AUSTRALASIA PTY LTD | BROKEN HILL | BHHS, CHRONIC CARE | BHHS, CHRONIC CARE | 0 | 44068
A07882 | OXIMETER, PULSENONIN MEDICAL INC3230 | OXIMETER, PULSE | NONIN MEDICAL INC | 3230 | 505175847 |  | TUNSTALL AUSTRALASIA PTY LTD | BROKEN HILL | BHHS, CHRONIC CARE | BHHS, CHRONIC CARE | 0 | 44068
A07883 | OXIMETER, PULSENONIN MEDICAL INC3230 | OXIMETER, PULSE | NONIN MEDICAL INC | 3230 | 505175868 |  | TUNSTALL AUSTRALASIA PTY LTD | BROKEN HILL | BHHS, CHRONIC CARE | BHHS, CHRONIC CARE | 0 | 44068
A07884 | OXIMETER, PULSENONIN MEDICAL INC3230 | OXIMETER, PULSE | NONIN MEDICAL INC | 3230 | 505175846 |  | TUNSTALL AUSTRALASIA PTY LTD | BROKEN HILL | BHHS, CHRONIC CARE | BHHS, CHRONIC CARE | 0 | 44068
A07885 | OXIMETER, PULSENONIN MEDICAL INC3230 | OXIMETER, PULSE | NONIN MEDICAL INC | 3230 | 505175841 |  | TUNSTALL AUSTRALASIA PTY LTD | BROKEN HILL | BHHS, CHRONIC CARE | BHHS, CHRONIC CARE | 0 | 44068
A07886 | OXIMETER, PULSENONIN MEDICAL INC3230 | OXIMETER, PULSE | NONIN MEDICAL INC | 3230 | 505175860 |  | TUNSTALL AUSTRALASIA PTY LTD | BROKEN HILL | BHHS, CHRONIC CARE | BHHS, CHRONIC CARE | 0 | 44068
A07887 | OXIMETER, PULSENONIN MEDICAL INC3230 | OXIMETER, PULSE | NONIN MEDICAL INC | 3230 | 505175896 |  | TUNSTALL AUSTRALASIA PTY LTD | BROKEN HILL | BHHS, CHRONIC CARE | BHHS, CHRONIC CARE | 0 | 44068
A07888 | OXIMETER, PULSENONIN MEDICAL INC3230 | OXIMETER, PULSE | NONIN MEDICAL INC | 3230 | 505175879 |  | TUNSTALL AUSTRALASIA PTY LTD | BROKEN HILL | BHHS, CHRONIC CARE | BHHS, CHRONIC CARE | 0 | 44068
A07889 | OXIMETER, PULSENONIN MEDICAL INC3230 | OXIMETER, PULSE | NONIN MEDICAL INC | 3230 | 505175904 |  | TUNSTALL AUSTRALASIA PTY LTD | BROKEN HILL | BHHS, CHRONIC CARE | BHHS, CHRONIC CARE | 0 | 44068
A07890 | OXIMETER, PULSENONIN MEDICAL INC3230 | OXIMETER, PULSE | NONIN MEDICAL INC | 3230 | 505175909 |  | TUNSTALL AUSTRALASIA PTY LTD | BROKEN HILL | BHHS, CHRONIC CARE | BHHS, CHRONIC CARE | 0 | 44068
A07891 | OXIMETER, PULSENONIN MEDICAL INC3230 | OXIMETER, PULSE | NONIN MEDICAL INC | 3230 | 505175837 |  | TUNSTALL AUSTRALASIA PTY LTD | BROKEN HILL | BHHS, CHRONIC CARE | BHHS, CHRONIC CARE | 0 | 44068
A07892 | OXIMETER, PULSENONIN MEDICAL INC3230 | OXIMETER, PULSE | NONIN MEDICAL INC | 3230 | 505175848 |  | TUNSTALL AUSTRALASIA PTY LTD | BROKEN HILL | BHHS, CHRONIC CARE | BHHS, CHRONIC CARE | 0 | 44068
A07893 | OXIMETER, PULSENONIN MEDICAL INC3230 | OXIMETER, PULSE | NONIN MEDICAL INC | 3230 | 505175844 |  | TUNSTALL AUSTRALASIA PTY LTD | BROKEN HILL | BHHS, CHRONIC CARE | BHHS, CHRONIC CARE | 0 | 44068
A07894 | OXIMETER, PULSENONIN MEDICAL INC3230 | OXIMETER, PULSE | NONIN MEDICAL INC | 3230 | 505175862 |  | TUNSTALL AUSTRALASIA PTY LTD | BROKEN HILL | BHHS, CHRONIC CARE | BHHS, CHRONIC CARE | 0 | 44068
A07895 | OXIMETER, PULSENONIN MEDICAL INC3230 | OXIMETER, PULSE | NONIN MEDICAL INC | 3230 | 505175852 |  | TUNSTALL AUSTRALASIA PTY LTD | BROKEN HILL | BHHS, CHRONIC CARE | BHHS, CHRONIC CARE | 0 | 44068
A07896 | OXIMETER, PULSENONIN MEDICAL INC3230 | OXIMETER, PULSE | NONIN MEDICAL INC | 3230 | 505175895 |  | TUNSTALL AUSTRALASIA PTY LTD | BROKEN HILL | BHHS, CHRONIC CARE | BHHS, CHRONIC CARE | 0 | 44068
A07897 | OXIMETER, PULSENONIN MEDICAL INC3230 | OXIMETER, PULSE | NONIN MEDICAL INC | 3230 | 505175933 |  | TUNSTALL AUSTRALASIA PTY LTD | BROKEN HILL | BHHS, CHRONIC CARE | BHHS, CHRONIC CARE | 0 | 44068
A07898 | OXIMETER, PULSENONIN MEDICAL INC3230 | OXIMETER, PULSE | NONIN MEDICAL INC | 3230 | 505175900 |  | TUNSTALL AUSTRALASIA PTY LTD | BROKEN HILL | BHHS, CHRONIC CARE | BHHS, CHRONIC CARE | 0 | 44068
A07899 | OXIMETER, PULSENONIN MEDICAL INC3230 | OXIMETER, PULSE | NONIN MEDICAL INC | 3230 | 505175851 |  | TUNSTALL AUSTRALASIA PTY LTD | BROKEN HILL | BHHS, CHRONIC CARE | BHHS, CHRONIC CARE | 0 | 44068
A07900 | OXIMETER, PULSENONIN MEDICAL INC3230 | OXIMETER, PULSE | NONIN MEDICAL INC | 3230 | 505175930 |  | TUNSTALL AUSTRALASIA PTY LTD | BROKEN HILL | BHHS, CHRONIC CARE | BHHS, CHRONIC CARE | 0 | 44068
A07921 | PATIENT MONITOR, BLOOD PRESSURE, NONINVASIVEA&D COMPANY, LIMITEDUA-651BLE | PATIENT MONITOR, BLOOD PRESSURE, NONINVASIVE | A&D COMPANY, LIMITED | UA-651BLE | 5200709965 |  | TUNSTALL AUSTRALASIA PTY LTD | BROKEN HILL | BHHS, CHRONIC CARE | BHHS, CHRONIC CARE | 0 | 44069
A07922 | PATIENT MONITOR, BLOOD PRESSURE, NONINVASIVEA&D COMPANY, LIMITEDUA-651BLE | PATIENT MONITOR, BLOOD PRESSURE, NONINVASIVE | A&D COMPANY, LIMITED | UA-651BLE | 5200709970 |  | TUNSTALL AUSTRALASIA PTY LTD | BROKEN HILL | BHHS, CHRONIC CARE | BHHS, CHRONIC CARE | 0 | 44069
A07923 | PATIENT MONITOR, BLOOD PRESSURE, NONINVASIVEA&D COMPANY, LIMITEDUA-651BLE | PATIENT MONITOR, BLOOD PRESSURE, NONINVASIVE | A&D COMPANY, LIMITED | UA-651BLE | 5200709964 |  | TUNSTALL AUSTRALASIA PTY LTD | BROKEN HILL | BHHS, CHRONIC CARE | BHHS, CHRONIC CARE | 0 | 44069
A07924 | PATIENT MONITOR, BLOOD PRESSURE, NONINVASIVEA&D COMPANY, LIMITEDUA-651BLE | PATIENT MONITOR, BLOOD PRESSURE, NONINVASIVE | A&D COMPANY, LIMITED | UA-651BLE | 5200709968 |  | TUNSTALL AUSTRALASIA PTY LTD | BROKEN HILL | BHHS, CHRONIC CARE | BHHS, CHRONIC CARE | 0 | 44069
A07925 | PATIENT MONITOR, BLOOD PRESSURE, NONINVASIVEA&D COMPANY, LIMITEDUA-651BLE | PATIENT MONITOR, BLOOD PRESSURE, NONINVASIVE | A&D COMPANY, LIMITED | UA-651BLE | 5200709969 |  | TUNSTALL AUSTRALASIA PTY LTD | BROKEN HILL | BHHS, CHRONIC CARE | BHHS, CHRONIC CARE | 0 | 44069
A07926 | PATIENT MONITOR, BLOOD PRESSURE, NONINVASIVEA&D COMPANY, LIMITEDUA-651BLE | PATIENT MONITOR, BLOOD PRESSURE, NONINVASIVE | A&D COMPANY, LIMITED | UA-651BLE | 5200709963 |  | TUNSTALL AUSTRALASIA PTY LTD | BROKEN HILL | BHHS, CHRONIC CARE | BHHS, CHRONIC CARE | 0 | 44069
A07927 | PATIENT MONITOR, BLOOD PRESSURE, NONINVASIVEA&D COMPANY, LIMITEDUA-651BLE | PATIENT MONITOR, BLOOD PRESSURE, NONINVASIVE | A&D COMPANY, LIMITED | UA-651BLE | 5200709967 |  | TUNSTALL AUSTRALASIA PTY LTD | BROKEN HILL | BHHS, CHRONIC CARE | BHHS, CHRONIC CARE | 0 | 44069
A07928 | PATIENT MONITOR, BLOOD PRESSURE, NONINVASIVEA&D COMPANY, LIMITEDUA-651BLE | PATIENT MONITOR, BLOOD PRESSURE, NONINVASIVE | A&D COMPANY, LIMITED | UA-651BLE | 5200709962 |  | TUNSTALL AUSTRALASIA PTY LTD | BROKEN HILL | BHHS, CHRONIC CARE | BHHS, CHRONIC CARE | 0 | 44069
A07929 | PATIENT MONITOR, BLOOD PRESSURE, NONINVASIVEA&D COMPANY, LIMITEDUA-651BLE | PATIENT MONITOR, BLOOD PRESSURE, NONINVASIVE | A&D COMPANY, LIMITED | UA-651BLE | 5200709966 |  | TUNSTALL AUSTRALASIA PTY LTD | BROKEN HILL | BHHS, CHRONIC CARE | BHHS, CHRONIC CARE | 0 | 44069
A07930 | PATIENT MONITOR, BLOOD PRESSURE, NONINVASIVEA&D COMPANY, LIMITEDUA-651BLE | PATIENT MONITOR, BLOOD PRESSURE, NONINVASIVE | A&D COMPANY, LIMITED | UA-651BLE | 5200709961 |  | TUNSTALL AUSTRALASIA PTY LTD | BROKEN HILL | BHHS, CHRONIC CARE | BHHS, CHRONIC CARE | 0 | 44069
A07931 | PATIENT MONITOR, BLOOD PRESSURE, NONINVASIVEA&D COMPANY, LIMITEDUA-651BLE | PATIENT MONITOR, BLOOD PRESSURE, NONINVASIVE | A&D COMPANY, LIMITED | UA-651BLE | 5200709689 |  | TUNSTALL AUSTRALASIA PTY LTD | BROKEN HILL | BHHS, CHRONIC CARE | BHHS, CHRONIC CARE | 0 | 44069
A07932 | PATIENT MONITOR, BLOOD PRESSURE, NONINVASIVEA&D COMPANY, LIMITEDUA-651BLE | PATIENT MONITOR, BLOOD PRESSURE, NONINVASIVE | A&D COMPANY, LIMITED | UA-651BLE | 5200709684 |  | TUNSTALL AUSTRALASIA PTY LTD | BROKEN HILL | BHHS, CHRONIC CARE | BHHS, CHRONIC CARE | 0 | 44069
A07933 | PATIENT MONITOR, BLOOD PRESSURE, NONINVASIVEA&D COMPANY, LIMITEDUA-651BLE | PATIENT MONITOR, BLOOD PRESSURE, NONINVASIVE | A&D COMPANY, LIMITED | UA-651BLE | 5200709681 |  | TUNSTALL AUSTRALASIA PTY LTD | BROKEN HILL | BHHS, CHRONIC CARE | BHHS, CHRONIC CARE | 0 | 44069
A07934 | PATIENT MONITOR, BLOOD PRESSURE, NONINVASIVEA&D COMPANY, LIMITEDUA-651BLE | PATIENT MONITOR, BLOOD PRESSURE, NONINVASIVE | A&D COMPANY, LIMITED | UA-651BLE | 5200709682 |  | TUNSTALL AUSTRALASIA PTY LTD | BROKEN HILL | BHHS, CHRONIC CARE | BHHS, CHRONIC CARE | 0 | 44069
A07935 | PATIENT MONITOR, BLOOD PRESSURE, NONINVASIVEA&D COMPANY, LIMITEDUA-651BLE | PATIENT MONITOR, BLOOD PRESSURE, NONINVASIVE | A&D COMPANY, LIMITED | UA-651BLE | 5200709686 |  | TUNSTALL AUSTRALASIA PTY LTD | BROKEN HILL | BHHS, CHRONIC CARE | BHHS, CHRONIC CARE | 0 | 44069
A07936 | PATIENT MONITOR, BLOOD PRESSURE, NONINVASIVEA&D COMPANY, LIMITEDUA-651BLE | PATIENT MONITOR, BLOOD PRESSURE, NONINVASIVE | A&D COMPANY, LIMITED | UA-651BLE | 5200709688 |  | TUNSTALL AUSTRALASIA PTY LTD | BROKEN HILL | BHHS, CHRONIC CARE | BHHS, CHRONIC CARE | 0 | 44069
A07937 | PATIENT MONITOR, BLOOD PRESSURE, NONINVASIVEA&D COMPANY, LIMITEDUA-651BLE | PATIENT MONITOR, BLOOD PRESSURE, NONINVASIVE | A&D COMPANY, LIMITED | UA-651BLE | 5200709687 |  | TUNSTALL AUSTRALASIA PTY LTD | BROKEN HILL | BHHS, CHRONIC CARE | BHHS, CHRONIC CARE | 0 | 44069
A07938 | PATIENT MONITOR, BLOOD PRESSURE, NONINVASIVEA&D COMPANY, LIMITEDUA-651BLE | PATIENT MONITOR, BLOOD PRESSURE, NONINVASIVE | A&D COMPANY, LIMITED | UA-651BLE | 5200709690 |  | TUNSTALL AUSTRALASIA PTY LTD | BROKEN HILL | BHHS, CHRONIC CARE | BHHS, CHRONIC CARE | 0 | 44069
A07939 | PATIENT MONITOR, BLOOD PRESSURE, NONINVASIVEA&D COMPANY, LIMITEDUA-651BLE | PATIENT MONITOR, BLOOD PRESSURE, NONINVASIVE | A&D COMPANY, LIMITED | UA-651BLE | 5200709685 |  | TUNSTALL AUSTRALASIA PTY LTD | BROKEN HILL | BHHS, CHRONIC CARE | BHHS, CHRONIC CARE | 0 | 44069
A07940 | PATIENT MONITOR, BLOOD PRESSURE, NONINVASIVEA&D COMPANY, LIMITEDUA-651BLE | PATIENT MONITOR, BLOOD PRESSURE, NONINVASIVE | A&D COMPANY, LIMITED | UA-651BLE | 5200709683 |  | TUNSTALL AUSTRALASIA PTY LTD | BROKEN HILL | BHHS, CHRONIC CARE | BHHS, CHRONIC CARE | 0 | 44069
A07941 | PATIENT MONITOR, BLOOD PRESSURE, NONINVASIVEA&D COMPANY, LIMITEDUA-651BLE | PATIENT MONITOR, BLOOD PRESSURE, NONINVASIVE | A&D COMPANY, LIMITED | UA-651BLE | 5200710026 |  | TUNSTALL AUSTRALASIA PTY LTD | BROKEN HILL | BHHS, CHRONIC CARE | BHHS, CHRONIC CARE | 0 | 44069
A07942 | PATIENT MONITOR, BLOOD PRESSURE, NONINVASIVEA&D COMPANY, LIMITEDUA-651BLE | PATIENT MONITOR, BLOOD PRESSURE, NONINVASIVE | A&D COMPANY, LIMITED | UA-651BLE | 5200710027 |  | TUNSTALL AUSTRALASIA PTY LTD | BROKEN HILL | BHHS, CHRONIC CARE | BHHS, CHRONIC CARE | 0 | 44069
A07943 | PATIENT MONITOR, BLOOD PRESSURE, NONINVASIVEA&D COMPANY, LIMITEDUA-651BLE | PATIENT MONITOR, BLOOD PRESSURE, NONINVASIVE | A&D COMPANY, LIMITED | UA-651BLE | 5200710021 |  | TUNSTALL AUSTRALASIA PTY LTD | BROKEN HILL | BHHS, CHRONIC CARE | BHHS, CHRONIC CARE | 0 | 44069
A07944 | PATIENT MONITOR, BLOOD PRESSURE, NONINVASIVEA&D COMPANY, LIMITEDUA-651BLE | PATIENT MONITOR, BLOOD PRESSURE, NONINVASIVE | A&D COMPANY, LIMITED | UA-651BLE | 5200710022 |  | TUNSTALL AUSTRALASIA PTY LTD | BROKEN HILL | BHHS, CHRONIC CARE | BHHS, CHRONIC CARE | 0 | 44069
A07945 | PATIENT MONITOR, BLOOD PRESSURE, NONINVASIVEA&D COMPANY, LIMITEDUA-651BLE | PATIENT MONITOR, BLOOD PRESSURE, NONINVASIVE | A&D COMPANY, LIMITED | UA-651BLE | 5200710028 |  | TUNSTALL AUSTRALASIA PTY LTD | BROKEN HILL | BHHS, CHRONIC CARE | BHHS, CHRONIC CARE | 0 | 44069
A07946 | PATIENT MONITOR, BLOOD PRESSURE, NONINVASIVEA&D COMPANY, LIMITEDUA-651BLE | PATIENT MONITOR, BLOOD PRESSURE, NONINVASIVE | A&D COMPANY, LIMITED | UA-651BLE | 5200710023 |  | TUNSTALL AUSTRALASIA PTY LTD | BROKEN HILL | BHHS, CHRONIC CARE | BHHS, CHRONIC CARE | 0 | 44069
A07947 | PATIENT MONITOR, BLOOD PRESSURE, NONINVASIVEA&D COMPANY, LIMITEDUA-651BLE | PATIENT MONITOR, BLOOD PRESSURE, NONINVASIVE | A&D COMPANY, LIMITED | UA-651BLE | 5200710029 |  | TUNSTALL AUSTRALASIA PTY LTD | BROKEN HILL | BHHS, CHRONIC CARE | BHHS, CHRONIC CARE | 0 | 44069
A07948 | PATIENT MONITOR, BLOOD PRESSURE, NONINVASIVEA&D COMPANY, LIMITEDUA-651BLE | PATIENT MONITOR, BLOOD PRESSURE, NONINVASIVE | A&D COMPANY, LIMITED | UA-651BLE | 5200710024 |  | TUNSTALL AUSTRALASIA PTY LTD | BROKEN HILL | BHHS, CHRONIC CARE | BHHS, CHRONIC CARE | 0 | 44069
A07949 | PATIENT MONITOR, BLOOD PRESSURE, NONINVASIVEA&D COMPANY, LIMITEDUA-651BLE | PATIENT MONITOR, BLOOD PRESSURE, NONINVASIVE | A&D COMPANY, LIMITED | UA-651BLE | 5200710025 |  | TUNSTALL AUSTRALASIA PTY LTD | BROKEN HILL | BHHS, CHRONIC CARE | BHHS, CHRONIC CARE | 0 | 44069
A07950 | PATIENT MONITOR, BLOOD PRESSURE, NONINVASIVEA&D COMPANY, LIMITEDUA-651BLE | PATIENT MONITOR, BLOOD PRESSURE, NONINVASIVE | A&D COMPANY, LIMITED | UA-651BLE | 5200710030 |  | TUNSTALL AUSTRALASIA PTY LTD | BROKEN HILL | BHHS, CHRONIC CARE | BHHS, CHRONIC CARE | 0 | 44069
A07951 | PATIENT MONITOR, BLOOD PRESSURE, NONINVASIVEA&D COMPANY, LIMITEDUA-651BLE | PATIENT MONITOR, BLOOD PRESSURE, NONINVASIVE | A&D COMPANY, LIMITED | UA-651BLE | 5200709826 |  | TUNSTALL AUSTRALASIA PTY LTD | BROKEN HILL | BHHS, CHRONIC CARE | BHHS, CHRONIC CARE | 0 | 44069
A07952 | PATIENT MONITOR, BLOOD PRESSURE, NONINVASIVEA&D COMPANY, LIMITEDUA-651BLE | PATIENT MONITOR, BLOOD PRESSURE, NONINVASIVE | A&D COMPANY, LIMITED | UA-651BLE | 5200709821 |  | TUNSTALL AUSTRALASIA PTY LTD | BROKEN HILL | BHHS, CHRONIC CARE | BHHS, CHRONIC CARE | 0 | 44069
A07953 | PATIENT MONITOR, BLOOD PRESSURE, NONINVASIVEA&D COMPANY, LIMITEDUA-651BLE | PATIENT MONITOR, BLOOD PRESSURE, NONINVASIVE | A&D COMPANY, LIMITED | UA-651BLE | 5200709827 |  | TUNSTALL AUSTRALASIA PTY LTD | BROKEN HILL | BHHS, CHRONIC CARE | BHHS, CHRONIC CARE | 0 | 44069
A07954 | PATIENT MONITOR, BLOOD PRESSURE, NONINVASIVEA&D COMPANY, LIMITEDUA-651BLE | PATIENT MONITOR, BLOOD PRESSURE, NONINVASIVE | A&D COMPANY, LIMITED | UA-651BLE | 5200709822 |  | TUNSTALL AUSTRALASIA PTY LTD | BROKEN HILL | BHHS, CHRONIC CARE | BHHS, CHRONIC CARE | 0 | 44069
A07955 | PATIENT MONITOR, BLOOD PRESSURE, NONINVASIVEA&D COMPANY, LIMITEDUA-651BLE | PATIENT MONITOR, BLOOD PRESSURE, NONINVASIVE | A&D COMPANY, LIMITED | UA-651BLE | 5200709828 |  | TUNSTALL AUSTRALASIA PTY LTD | BROKEN HILL | BHHS, CHRONIC CARE | BHHS, CHRONIC CARE | 0 | 44069
A07956 | PATIENT MONITOR, BLOOD PRESSURE, NONINVASIVEA&D COMPANY, LIMITEDUA-651BLE | PATIENT MONITOR, BLOOD PRESSURE, NONINVASIVE | A&D COMPANY, LIMITED | UA-651BLE | 5200709823 |  | TUNSTALL AUSTRALASIA PTY LTD | BROKEN HILL | BHHS, CHRONIC CARE | BHHS, CHRONIC CARE | 0 | 44069
A07957 | PATIENT MONITOR, BLOOD PRESSURE, NONINVASIVEA&D COMPANY, LIMITEDUA-651BLE | PATIENT MONITOR, BLOOD PRESSURE, NONINVASIVE | A&D COMPANY, LIMITED | UA-651BLE | 5200709829 |  | TUNSTALL AUSTRALASIA PTY LTD | BROKEN HILL | BHHS, CHRONIC CARE | BHHS, CHRONIC CARE | 0 | 44069
A07958 | PATIENT MONITOR, BLOOD PRESSURE, NONINVASIVEA&D COMPANY, LIMITEDUA-651BLE | PATIENT MONITOR, BLOOD PRESSURE, NONINVASIVE | A&D COMPANY, LIMITED | UA-651BLE | 5200709824 |  | TUNSTALL AUSTRALASIA PTY LTD | BROKEN HILL | BHHS, CHRONIC CARE | BHHS, CHRONIC CARE | 0 | 44069
A07959 | PATIENT MONITOR, BLOOD PRESSURE, NONINVASIVEA&D COMPANY, LIMITEDUA-651BLE | PATIENT MONITOR, BLOOD PRESSURE, NONINVASIVE | A&D COMPANY, LIMITED | UA-651BLE | 5200709830 |  | TUNSTALL AUSTRALASIA PTY LTD | BROKEN HILL | BHHS, CHRONIC CARE | BHHS, CHRONIC CARE | 0 | 44069
A07960 | PATIENT MONITOR, BLOOD PRESSURE, NONINVASIVEA&D COMPANY, LIMITEDUA-651BLE | PATIENT MONITOR, BLOOD PRESSURE, NONINVASIVE | A&D COMPANY, LIMITED | UA-651BLE | 5200709825 |  | TUNSTALL AUSTRALASIA PTY LTD | BROKEN HILL | BHHS, CHRONIC CARE | BHHS, CHRONIC CARE | 0 | 44069
A07961 | WIRELESS ACCESS POINTPHILIPS MEDICAL SYSTEMS989803171221 | WIRELESS ACCESS POINT | PHILIPS MEDICAL SYSTEMS | 989803171221 | US51746184 | MAC 0009FB552FF3 | PHILIPS HEALTHCARE | BROKEN HILL | BHHS | BHHS | 1100 | 44070
A07962 | WIRELESS ACCESS POINTPHILIPS MEDICAL SYSTEMS989803171221 | WIRELESS ACCESS POINT | PHILIPS MEDICAL SYSTEMS | 989803171221 | US51746195 | MAC 0009FB552FD3 | PHILIPS HEALTHCARE | BROKEN HILL | BHHS, SERVICE CORRIDOR | OP28 | 1100 | 44070
A07963 | WIRELESS ACCESS POINTPHILIPS MEDICAL SYSTEMS989803171221 | WIRELESS ACCESS POINT | PHILIPS MEDICAL SYSTEMS | 989803171221 | US51746194 | MAC 0009FB552FC3 | PHILIPS HEALTHCARE | BROKEN HILL | BHHS, SURGICAL | SU25 | 1100 | 44070
A07964 | WIRELESS ACCESS POINTPHILIPS MEDICAL SYSTEMS989803171221 | WIRELESS ACCESS POINT | PHILIPS MEDICAL SYSTEMS | 989803171221 | US51746192 | MAC 0009FB552FA3 | PHILIPS HEALTHCARE | BROKEN HILL | BHHS, ABORIGINAL LIAISON | AH01 | 1100 | 44070
A07965 | WIRELESS ACCESS POINTPHILIPS MEDICAL SYSTEMS989803171221 | WIRELESS ACCESS POINT | PHILIPS MEDICAL SYSTEMS | 989803171221 | US51746200 | MAC 0009FB552F44 | PHILIPS HEALTHCARE | BROKEN HILL | BHHS, PHARMACY | PH04 | 1100 | 44070
A07966 | WIRELESS ACCESS POINTPHILIPS MEDICAL SYSTEMS989803171221 | WIRELESS ACCESS POINT | PHILIPS MEDICAL SYSTEMS | 989803171221 | US51746199 | MAC 0009FB552F34 | PHILIPS HEALTHCARE | BROKEN HILL | BHHS, SERVICE CORRIDOR | OP17 | 1100 | 44070
A07967 | WIRELESS ACCESS POINTPHILIPS MEDICAL SYSTEMS989803171221 | WIRELESS ACCESS POINT | PHILIPS MEDICAL SYSTEMS | 989803171221 | US51746198 | MAC 0009FB552F14 | PHILIPS HEALTHCARE | BROKEN HILL | BHHS, A&E | EM03 | 1100 | 44070
A07968 | WIRELESS ACCESS POINTPHILIPS MEDICAL SYSTEMS989803171221 | WIRELESS ACCESS POINT | PHILIPS MEDICAL SYSTEMS | 989803171221 | US51746185 | MAC 0009FB552F93 | PHILIPS HEALTHCARE | BROKEN HILL | BHHS, SUB ACUTE MENTAL HEALTH | BHHS, SUB ACUTE MENTAL HEALTH | 1100 | 44070
A07969 | WIRELESS ACCESS POINTPHILIPS MEDICAL SYSTEMS989803171221 | WIRELESS ACCESS POINT | PHILIPS MEDICAL SYSTEMS | 989803171221 | US51746189 | MAC 0009FB552F43 | PHILIPS HEALTHCARE | BROKEN HILL | BHHS | BHHS | 1100 | 44070
A07970 | WIRELESS ACCESS POINTPHILIPS MEDICAL SYSTEMS989803171221 | WIRELESS ACCESS POINT | PHILIPS MEDICAL SYSTEMS | 989803171221 | US51746197 | MAC 0009FB552F04 | PHILIPS HEALTHCARE | BROKEN HILL | BHHS, SERVICE CORRIDOR | MU01 | 1100 | 44070
A07971 | WIRELESS ACCESS POINTPHILIPS MEDICAL SYSTEMS989803171221 | WIRELESS ACCESS POINT | PHILIPS MEDICAL SYSTEMS | 989803171221 | US51746181 | MAC 0009FB552F64 | PHILIPS HEALTHCARE | BROKEN HILL | BHHS, SERVICE CORRIDOR | OB01 | 1100 | 44070
A07972 | WIRELESS ACCESS POINTPHILIPS MEDICAL SYSTEMS989803171221 | WIRELESS ACCESS POINT | PHILIPS MEDICAL SYSTEMS | 989803171221 | US51746190 | MAC 0009FB552F33 | PHILIPS HEALTHCARE | BROKEN HILL | BHHS, PAEDIATRICS | PE01 | 1100 | 44070
A07973 | WIRELESS ACCESS POINTPHILIPS MEDICAL SYSTEMS989803171221 | WIRELESS ACCESS POINT | PHILIPS MEDICAL SYSTEMS | 989803171221 | US51746182 | MAC 0009FB552F54 | PHILIPS HEALTHCARE | BROKEN HILL | BHHS, MEDICAL | MU14 | 1100 | 44070
A07974 | WIRELESS ACCESS POINTPHILIPS MEDICAL SYSTEMS989803171221 | WIRELESS ACCESS POINT | PHILIPS MEDICAL SYSTEMS | 989803171221 | US51746183 | MAC 0009FB552F24 | PHILIPS HEALTHCARE | BROKEN HILL | BHHS, MEDICAL | MU26 | 1100 | 44070
A07975 | WIRELESS ACCESS POINTPHILIPS MEDICAL SYSTEMS989803171221 | WIRELESS ACCESS POINT | PHILIPS MEDICAL SYSTEMS | 989803171221 | US51746188 | MAC 0009FB552F53 | PHILIPS HEALTHCARE | BROKEN HILL | BHHS, MEDICAL | MU21 | 1100 | 44070
A07976 | WIRELESS ACCESS POINTPHILIPS MEDICAL SYSTEMS989803171221 | WIRELESS ACCESS POINT | PHILIPS MEDICAL SYSTEMS | 989803171221 | US51746187 | MAC 0009FB552F63 | PHILIPS HEALTHCARE | BROKEN HILL | BHHS, MEDICAL | MU46 | 1100 | 44070
A07977 | WIRELESS ACCESS POINTPHILIPS MEDICAL SYSTEMS989803171221 | WIRELESS ACCESS POINT | PHILIPS MEDICAL SYSTEMS | 989803171221 | US51746193 | MAC 0009FB552FB3 | PHILIPS HEALTHCARE | BROKEN HILL | BHHS, MEDICAL | MU06 | 1100 | 44070
A07978 | WIRELESS ACCESS POINTPHILIPS MEDICAL SYSTEMS989803171221 | WIRELESS ACCESS POINT | PHILIPS MEDICAL SYSTEMS | 989803171221 | US51746191 | MAC 0009FB552F83 | PHILIPS HEALTHCARE | BROKEN HILL | BHHS, MEDICAL | MU04 | 1100 | 44070
A07979 | WIRELESS ACCESS POINTPHILIPS MEDICAL SYSTEMS989803171221 | WIRELESS ACCESS POINT | PHILIPS MEDICAL SYSTEMS | 989803171221 | US51746186 | MAC 0009FB552F73 | PHILIPS HEALTHCARE | BROKEN HILL | BHHS, SERVICE CORRIDOR | ST04 | 1100 | 44070
A07980 | WIRELESS ACCESS POINT989803171221 | WIRELESS ACCESS POINT |  | 989803171221 | US51746196 | MAC 0009FB552FE3 | PHILIPS HEALTHCARE | BROKEN HILL | BHHS, SERVICE CORRIDOR | OP36 | 1100 | 44070
A07981 | TELEVISION SETHISENSE24P2 | TELEVISION SET | HISENSE | 24P2 | HI0700892-H2401 | BED 5 | HARVEY NORMAN | BROKEN HILL | BHHS, SURGICAL | BHHS, SURGICAL | 195 | 44083
A07983 | VITAL SIGNS MONITORWELCH ALLYN6000 SERIES | VITAL SIGNS MONITOR | WELCH ALLYN | 6000 SERIES | 100099632820 | VITAL SIGNS MONITOR | WELCH ALLYN AUSTRALIA | BROKEN HILL | COMMUNITY HEALTH CENTRE | COMMUNITY HEALTH CENTRE | 4500 | 44084
A07983BAT | BATTERY, SECONDARYWELCH ALLYNBATT99 | BATTERY, SECONDARY | WELCH ALLYN | BATT99 | 20250503 | BATTERY PACK | WELCH ALLYN AUSTRALIA | BROKEN HILL | COMMUNITY HEALTH CENTRE | COMMUNITY HEALTH CENTRE | 0 | 44084
A07984 | ASPIRATORLAERDAL MEDICAL CORP7800XX | ASPIRATOR | LAERDAL MEDICAL CORP | 7800XX | 78172084192 |  | IMPLOX PTY LTD | IVANHOE | IVANHOE | IVANHOE | 0 | 44089
A07984BAT | BATTERY, SECONDARYLAERDAL MEDICAL CORP78 04 00 | BATTERY, SECONDARY | LAERDAL MEDICAL CORP | 78 04 00 |  | LSU BATTERY | LAERDAL AUSTRALIA | IVANHOE | IVANHOE | IVANHOE | 0 | 44089
A07985 | SMARTBOXGRIDPAD 12 |  | SMARTBOX | GRIDPAD 12 | 1904044 | GAZE COMMUNICATION SYSTEM DONATED TO PALLIATIVE CARE |  | BROKEN HILL | BHHS, PALIATIVE CARE |  | 0 | 44092
A08018 | PHYSIOLOGIC MONITORING SYSTEMPHILIPS MEDICAL SYSTEMS866062 | PHYSIOLOGIC MONITORING SYSTEM | PHILIPS MEDICAL SYSTEMS | 866062 | DE671M7282 | INTELLIVUE MX450 PATIENT MONITOR | PHILIPS HEALTHCARE | BROKEN HILL | BHHS, PAEDIATRICS | BHHS, PAEDIATRICS | 4950 | 44112
A08018BAT | BATTERY, MEDICAL DEVICEPHILIPS MEDICAL SYSTEMSM4605A | BATTERY, MEDICAL DEVICE | PHILIPS MEDICAL SYSTEMS | M4605A |  | MX450 BATTERY | PHILIPS HEALTHCARE | BROKEN HILL | BHHS, PAEDIATRICS | BHHS, PAEDIATRICS | 0 | 44112
A08019 | PHYSIOLOGIC MONITORING SYSTEMPHILIPS MEDICAL SYSTEMS866062 | PHYSIOLOGIC MONITORING SYSTEM | PHILIPS MEDICAL SYSTEMS | 866062 | DE671M7283 | INTELLIVUE MX450 PATIENT MONITOR | PHILIPS HEALTHCARE | BROKEN HILL | BHHS, PAEDIATRICS | BHHS, PAEDIATRICS | 4950 | 44112
A08019BAT | BATTERY, MEDICAL DEVICEPHILIPS MEDICAL SYSTEMSM4605A | BATTERY, MEDICAL DEVICE | PHILIPS MEDICAL SYSTEMS | M4605A |  | MX450 BATTERY | PHILIPS HEALTHCARE | BROKEN HILL | BHHS, PAEDIATRICS | BHHS, PAEDIATRICS | 0 | 44112
A08020 | PHYSIOLOGIC MONITORING SYSTEMPHILIPS MEDICAL SYSTEMS866062 | PHYSIOLOGIC MONITORING SYSTEM | PHILIPS MEDICAL SYSTEMS | 866062 | DE671M7281 | INTELLIVUE MX450 PATIENT MONITOR | PHILIPS HEALTHCARE | BROKEN HILL | BHHS, PAEDIATRICS | BHHS, PAEDIATRICS | 4950 | 44112
A08020BAT | BATTERY, MEDICAL DEVICEPHILIPS MEDICAL SYSTEMSM4605A | BATTERY, MEDICAL DEVICE | PHILIPS MEDICAL SYSTEMS | M4605A |  | MX450 BATTERY | PHILIPS HEALTHCARE | BROKEN HILL | BHHS, PAEDIATRICS | BHHS, PAEDIATRICS | 0 | 44112
A08021 | PHYSIOLOGIC MONITORING SYSTEMPHILIPS MEDICAL SYSTEMS866062 | PHYSIOLOGIC MONITORING SYSTEM | PHILIPS MEDICAL SYSTEMS | 866062 | DE671M7286 | INTELLIVUE MX450 PATIENT MONITOR | PHILIPS HEALTHCARE | BROKEN HILL | BHHS, PAEDIATRICS | BHHS, PAEDIATRICS | 4950 | 44112
A08021BAT | BATTERY, MEDICAL DEVICEPHILIPS MEDICAL SYSTEMSM4605A | BATTERY, MEDICAL DEVICE | PHILIPS MEDICAL SYSTEMS | M4605A |  | MX450 BATTERY | PHILIPS HEALTHCARE | BROKEN HILL | BHHS, PAEDIATRICS | BHHS, PAEDIATRICS | 0 | 44112
A08022 | PHYSIOLOGIC MONITORING SYSTEMPHILIPS MEDICAL SYSTEMS866062 | PHYSIOLOGIC MONITORING SYSTEM | PHILIPS MEDICAL SYSTEMS | 866062 | DE671N0354 | INTELLIVUE MX450 PATIENT MONITOR | PHILIPS HEALTHCARE | BROKEN HILL | BHHS, PAEDIATRICS | BHHS, PAEDIATRICS | 4950 | 44112
A08022BAT | BATTERY, MEDICAL DEVICEPHILIPS MEDICAL SYSTEMSM4605A | BATTERY, MEDICAL DEVICE | PHILIPS MEDICAL SYSTEMS | M4605A |  | MX450 BATTERY | PHILIPS HEALTHCARE | BROKEN HILL | BHHS, PAEDIATRICS | BHHS, PAEDIATRICS | 0 | 44112
A08023 | PHYSIOLOGIC MONITORING SYSTEMPHILIPS MEDICAL SYSTEMS866062 | PHYSIOLOGIC MONITORING SYSTEM | PHILIPS MEDICAL SYSTEMS | 866062 | DE671M7284 | INTELLIVUE MX450 PATIENT MONITOR | PHILIPS HEALTHCARE | BROKEN HILL | BHHS, PAEDIATRICS | BHHS, PAEDIATRICS | 4950 | 44112
A08023BAT | BATTERY, MEDICAL DEVICEPHILIPS MEDICAL SYSTEMSM4605A | BATTERY, MEDICAL DEVICE | PHILIPS MEDICAL SYSTEMS | M4605A |  | MX450 BATTERY | PHILIPS HEALTHCARE | BROKEN HILL | BHHS, PAEDIATRICS | BHHS, PAEDIATRICS | 0 | 44112
A08024 | PHYSIOLOGIC MONITORING SYSTEMPHILIPS MEDICAL SYSTEMS866062 | PHYSIOLOGIC MONITORING SYSTEM | PHILIPS MEDICAL SYSTEMS | 866062 | DE671N0355 | INTELLIVUE MX450 PATIENT MONITOR | PHILIPS HEALTHCARE | BROKEN HILL | BHHS, PAEDIATRICS | BHHS, PAEDIATRICS | 4950 | 44112
A08024BAT | BATTERY, MEDICAL DEVICEPHILIPS MEDICAL SYSTEMSM4605A | BATTERY, MEDICAL DEVICE | PHILIPS MEDICAL SYSTEMS | M4605A |  | MX450 BATTERY | PHILIPS HEALTHCARE | BROKEN HILL | BHHS, PAEDIATRICS | BHHS, PAEDIATRICS | 0 | 44112
A08025 | PHYSIOLOGIC MONITORING SYSTEMPHILIPS MEDICAL SYSTEMS866062 | PHYSIOLOGIC MONITORING SYSTEM | PHILIPS MEDICAL SYSTEMS | 866062 | DE671M7301 | INTELLIVUE MX450 PATIENT MONITOR | PHILIPS HEALTHCARE | BROKEN HILL | BHHS, PAEDIATRICS | BHHS, PAEDIATRICS | 4950 | 44112
A08025BAT | BATTERY, MEDICAL DEVICEPHILIPS MEDICAL SYSTEMSM4605A | BATTERY, MEDICAL DEVICE | PHILIPS MEDICAL SYSTEMS | M4605A |  | MX450 BATTERY | PHILIPS HEALTHCARE | BROKEN HILL | BHHS, PAEDIATRICS | BHHS, PAEDIATRICS | 0 | 44112
A08026 | PHYSIOLOGIC MONITORING SYSTEMPHILIPS MEDICAL SYSTEMS867030 | PHYSIOLOGIC MONITORING SYSTEM | PHILIPS MEDICAL SYSTEMS | 867030 | DE694D6901 | INTELLIVUE X3 | PHILIPS HEALTHCARE | BROKEN HILL | BHHS, PAEDIATRICS | BHHS, PAEDIATRICS | 5990 | 44112
A08026BAT | BATTERY, SECONDARYPHILIPS MEDICAL SYSTEMS989803196521 | BATTERY, SECONDARY | PHILIPS MEDICAL SYSTEMS | 989803196521 | 0000026895 | INTELLIVUE X3 BATTERY | PHILIPS HEALTHCARE | BROKEN HILL | BHHS, PAEDIATRICS | BHHS, PAEDIATRICS | 0 | 44112
A08027 | PHYSIOLOGIC MONITORING SYSTEMPHILIPS MEDICAL SYSTEMS867030 | PHYSIOLOGIC MONITORING SYSTEM | PHILIPS MEDICAL SYSTEMS | 867030 | DE694D7821 | INTELLIVUE X3 | PHILIPS HEALTHCARE | BROKEN HILL | BHHS, PAEDIATRICS | BHHS, PAEDIATRICS | 5990 | 44112
A08027BAT | BATTERY, SECONDARYPHILIPS MEDICAL SYSTEMS989803196521 | BATTERY, SECONDARY | PHILIPS MEDICAL SYSTEMS | 989803196521 | 0000027643 | INTELLIVUE X3 BATTERY | PHILIPS HEALTHCARE | BROKEN HILL | BHHS, PAEDIATRICS | BHHS, PAEDIATRICS | 0 | 44112
A08028 | PHYSIOLOGIC MONITORING SYSTEMPHILIPS MEDICAL SYSTEMS867030 | PHYSIOLOGIC MONITORING SYSTEM | PHILIPS MEDICAL SYSTEMS | 867030 | DE694D7824 | INTELLIVUE X3 | PHILIPS HEALTHCARE | BROKEN HILL | BHHS, PAEDIATRICS | BHHS, PAEDIATRICS | 5990 | 44112
A08028BAT | BATTERY, SECONDARYPHILIPS MEDICAL SYSTEMS989803196521 | BATTERY, SECONDARY | PHILIPS MEDICAL SYSTEMS | 989803196521 | 0000028697 | INTELLIVUE X3 BATTERY | PHILIPS HEALTHCARE | BROKEN HILL | BHHS, PAEDIATRICS | BHHS, PAEDIATRICS | 0 | 44112
A08029 | PHYSIOLOGIC MONITORING SYSTEMPHILIPS MEDICAL SYSTEMS867030 | PHYSIOLOGIC MONITORING SYSTEM | PHILIPS MEDICAL SYSTEMS | 867030 | DE694D8006 | INTELLIVUE X3 | PHILIPS HEALTHCARE | BROKEN HILL | BHHS, PAEDIATRICS | BHHS, PAEDIATRICS | 5990 | 44112
A08029BAT | BATTERY, SECONDARYPHILIPS MEDICAL SYSTEMS989803196521 | BATTERY, SECONDARY | PHILIPS MEDICAL SYSTEMS | 989803196521 | 0000027639 | INTELLIVUE X3 BATTERY | PHILIPS HEALTHCARE | BROKEN HILL | BHHS, PAEDIATRICS | BHHS, PAEDIATRICS | 0 | 44112
A08030 | PHYSIOLOGIC MONITORING SYSTEMPHILIPS MEDICAL SYSTEMS867030 | PHYSIOLOGIC MONITORING SYSTEM | PHILIPS MEDICAL SYSTEMS | 867030 | DE694D7757 | INTELLIVUE X3 | PHILIPS HEALTHCARE | BROKEN HILL | BHHS, PAEDIATRICS | BHHS, PAEDIATRICS | 5990 | 44112
A08030BAT | BATTERY, SECONDARYPHILIPS MEDICAL SYSTEMS989803196521 | BATTERY, SECONDARY | PHILIPS MEDICAL SYSTEMS | 989803196521 | 0000028347 | INTELLIVUE X3 BATTERY | PHILIPS HEALTHCARE | BROKEN HILL | BHHS, PAEDIATRICS | BHHS, PAEDIATRICS | 0 | 44112
A08031 | PHYSIOLOGIC MONITORING SYSTEMPHILIPS MEDICAL SYSTEMS867030 | PHYSIOLOGIC MONITORING SYSTEM | PHILIPS MEDICAL SYSTEMS | 867030 | DE694D7850 | INTELLIVUE X3 | PHILIPS HEALTHCARE | BROKEN HILL | BHHS, PAEDIATRICS | BHHS, PAEDIATRICS | 5990 | 44112
A08031BAT | BATTERY, SECONDARYPHILIPS MEDICAL SYSTEMS989803196521 | BATTERY, SECONDARY | PHILIPS MEDICAL SYSTEMS | 989803196521 | 0000027183 | INTELLIVUE X3 BATTERY | PHILIPS HEALTHCARE | BROKEN HILL | BHHS, PAEDIATRICS | BHHS, PAEDIATRICS | 0 | 44112
A08032 | PHYSIOLOGIC MONITORING SYSTEMPHILIPS MEDICAL SYSTEMS867030 | PHYSIOLOGIC MONITORING SYSTEM | PHILIPS MEDICAL SYSTEMS | 867030 | DE694D6860 | INTELLIVUE X3 | PHILIPS HEALTHCARE | BROKEN HILL | BHHS, OBU | BHHS, OBU | 5990 | 44112
A08032BAT | BATTERY, SECONDARYPHILIPS MEDICAL SYSTEMS989803196521 | BATTERY, SECONDARY | PHILIPS MEDICAL SYSTEMS | 989803196521 | 0000026439 | INTELLIVUE X3 BATTERY | PHILIPS HEALTHCARE | BROKEN HILL | BHHS, PAEDIATRICS | BHHS, PAEDIATRICS | 0 | 44112
A08033 | PHYSIOLOGIC MONITORING SYSTEMPHILIPS MEDICAL SYSTEMS867030 | PHYSIOLOGIC MONITORING SYSTEM | PHILIPS MEDICAL SYSTEMS | 867030 | DE694D7817 | INTELLIVUE X3 | PHILIPS HEALTHCARE | BROKEN HILL | BHHS, OBU | BHHS, OBU | 5990 | 44112
A08033BAT | BATTERY, SECONDARYPHILIPS MEDICAL SYSTEMS989803196521 | BATTERY, SECONDARY | PHILIPS MEDICAL SYSTEMS | 989803196521 | 0000027654 | INTELLIVUE X3 BATTERY | PHILIPS HEALTHCARE | BROKEN HILL | BHHS, PAEDIATRICS | BHHS, PAEDIATRICS | 0 | 44112
A08037 | UPS (UNINTERRUPTIBLE POWER SUPPLY)APCSC45ORMI1U | UPS (UNINTERRUPTIBLE POWER SUPPLY) | APC | SC45ORMI1U | 5S2007T45115 | 2 X HR9-6 6V, 36WPC FROM BB-BATTERY | PHILIPS HEALTHCARE | BROKEN HILL | BHHS, PAEDIATRICS | BHHS, PAEDIATRICS | 450 | 44116
A08038 | ACCESS POINT CONTROLLERPHILIPS MEDICAL SYSTEMS865346 | ACCESS POINT CONTROLLER | PHILIPS MEDICAL SYSTEMS | 865346 | SG71512301 | INTELLIVUE SMART HOPPING ACCESS POINT CONTROLLER - ITS3171A | PHILIPS HEALTHCARE | BROKEN HILL | BHHS | COMMS CABINET 1 | 0 | 44113
A08039 | COMPUTER, DESKTOPPHILIPS MEDICAL SYSTEMS453564840621 | COMPUTER, DESKTOP | PHILIPS MEDICAL SYSTEMS | 453564840621 | MXL0192K5B | PHILIPS INFORMATION CENTRE - SPARE SERVICE # 453564894001 | PHILIPS HEALTHCARE | BROKEN HILL | BHHS, BIOMEDICAL | BROKEN HILL BIOMEDICAL | 0 | 44116
A08040 | COMPUTER, DESKTOPPHILIPS MEDICAL SYSTEMS453564840621 | COMPUTER, DESKTOP | PHILIPS MEDICAL SYSTEMS | 453564840621 | MXL0212BTB | PHILIPS INFORMATION CENTRE HOST 10.132.205.244 HOST 172.31.3.34 PHILIPS # 453564867131 | PHILIPS HEALTHCARE | BROKEN HILL | BHHS, PAEDIATRICS | BHHS, PAEDIATRICS | 0 | 44116
A08041 | COMPUTER, DESKTOPPHILIPS MEDICAL SYSTEMS453564840621 | COMPUTER, DESKTOP | PHILIPS MEDICAL SYSTEMS | 453564840621 | MXL0212D2Q | PHILIPS INFORMATION CENTRE HOST 10.132.205.242 HOST 172.31.3.32 PHILIPS # 453564867131 | PHILIPS HEALTHCARE | BROKEN HILL | BHHS, ICU/CCU | BHHS, ICU/CCU | 0 | 44116
A08042 | COMPUTER, DESKTOPPHILIPS MEDICAL SYSTEMS453564840621 | COMPUTER, DESKTOP | PHILIPS MEDICAL SYSTEMS | 453564840621 | MXL0252XT5 | PHILIPS INFORMATION CENTRE - PHILIPS # 453564867131 HOST 10.132.205.237 HOST 172.31.3.35 | PHILIPS HEALTHCARE | BROKEN HILL | BHHS, THEATRE | BHHS, THEATRE | 0 | 44116
A08043 | COMPUTER, DESKTOPPHILIPS MEDICAL SYSTEMS453564840621 | COMPUTER, DESKTOP | PHILIPS MEDICAL SYSTEMS | 453564840621 | MXL0212BTL | PHILIPS INFORMATION CENTRE - PHILIPS # 453564867131 HOST 10.132.205.243 HOST 172.31.3.33 | PHILIPS HEALTHCARE | BROKEN HILL | BHHS, A&E | BHHS, A&E | 0 | 44116
A08044 | 24 PORT UTP SWITCHCISCOWS-C2960X-24PS-L | 24 PORT UTP SWITCH | CISCO | WS-C2960X-24PS-L | FOC2417L4ZZ | CATALYST 2960-X SERIES - SERVICE # 453564483441 IP 172.31.0.13 | PHILIPS HEALTHCARE | BROKEN HILL | BHHS | COMMS CABINET 1 | 0 | 44116
A08045 | 24 PORT UTP SWITCHCISCOWS-C2960X-24PS-L | 24 PORT UTP SWITCH | CISCO | WS-C2960X-24PS-L | FJC24171400 | CATALYST 2960-X SERIES - SERVICE # 453564483441 | PHILIPS HEALTHCARE | BROKEN HILL | BHHS | ED01 (SERVER RM) | 0 | 44116
A08046 | BATTERY, SECONDARYPHILIPS MEDICAL SYSTEMS989803176201 | BATTERY, SECONDARY | PHILIPS MEDICAL SYSTEMS | 989803176201 |  | BATTERY FOR MX40 TELEMETRY TRANSMITTER | PHILIPS HEALTHCARE | BROKEN HILL | BHHS, ICU/CCU | BHHS, ICU/CCU | 330 | 44116
A08047 | BATTERY, SECONDARYPHILIPS MEDICAL SYSTEMS989803176201 | BATTERY, SECONDARY | PHILIPS MEDICAL SYSTEMS | 989803176201 |  | BATTERY FOR MX40 TELEMETRY TRANSMITTER | PHILIPS HEALTHCARE | BROKEN HILL | BHHS, ICU/CCU | BHHS, ICU/CCU | 330 | 44116
A08048 | BATTERY, SECONDARYPHILIPS MEDICAL SYSTEMS989803176201 | BATTERY, SECONDARY | PHILIPS MEDICAL SYSTEMS | 989803176201 |  | BATTERY FOR MX40 TELEMETRY TRANSMITTER | PHILIPS HEALTHCARE | BROKEN HILL | BHHS, ICU/CCU | BHHS, ICU/CCU | 330 | 44116
A08049 | BATTERY, SECONDARYPHILIPS MEDICAL SYSTEMS989803176201 | BATTERY, SECONDARY | PHILIPS MEDICAL SYSTEMS | 989803176201 |  | BATTERY FOR MX40 TELEMETRY TRANSMITTER | PHILIPS HEALTHCARE | BROKEN HILL | BHHS, ICU/CCU | BHHS, ICU/CCU | 330 | 44116
A08050 | BATTERY, SECONDARYPHILIPS MEDICAL SYSTEMS989803176201 | BATTERY, SECONDARY | PHILIPS MEDICAL SYSTEMS | 989803176201 |  | BATTERY FOR MX40 TELEMETRY TRANSMITTER | PHILIPS HEALTHCARE | BROKEN HILL | BHHS, ICU/CCU | BHHS, ICU/CCU | 330 | 44116
A08051 | BATTERY, SECONDARYPHILIPS MEDICAL SYSTEMS989803176201 | BATTERY, SECONDARY | PHILIPS MEDICAL SYSTEMS | 989803176201 |  | BATTERY FOR MX40 TELEMETRY TRANSMITTER | PHILIPS HEALTHCARE | BROKEN HILL | BHHS, ICU/CCU | BHHS, ICU/CCU | 330 | 44116
A08052 | BATTERY, SECONDARYPHILIPS MEDICAL SYSTEMS989803176201 | BATTERY, SECONDARY | PHILIPS MEDICAL SYSTEMS | 989803176201 |  | BATTERY FOR MX40 TELEMETRY TRANSMITTER | PHILIPS HEALTHCARE | BROKEN HILL | BHHS, ICU/CCU | BHHS, ICU/CCU | 330 | 44116
A08053 | BATTERY, SECONDARYPHILIPS MEDICAL SYSTEMS989803176201 | BATTERY, SECONDARY | PHILIPS MEDICAL SYSTEMS | 989803176201 |  | BATTERY FOR MX40 TELEMETRY TRANSMITTER | PHILIPS HEALTHCARE | BROKEN HILL | BHHS, ICU/CCU | BHHS, ICU/CCU | 330 | 44116
A08054 | BATTERY, SECONDARYPHILIPS MEDICAL SYSTEMS989803176201 | BATTERY, SECONDARY | PHILIPS MEDICAL SYSTEMS | 989803176201 |  | BATTERY FOR MX40 TELEMETRY TRANSMITTER | PHILIPS HEALTHCARE | BROKEN HILL | BHHS, ICU/CCU | BHHS, ICU/CCU | 330 | 44116
A08055 | LCD MONITORELO TOUCH SOLUTIONS INC453564348851 | LCD MONITOR | ELO TOUCH SOLUTIONS INC | 453564348851 | B20C006464 | 24" LCD MONITOR SERVICE # 453564348871 | PHILIPS HEALTHCARE | BROKEN HILL | BHHS, PAEDIATRICS | BHHS, PAEDIATRICS | 0 | 44116
A08056 | LCD MONITORELO TOUCH SOLUTIONS INC453564348851 | LCD MONITOR | ELO TOUCH SOLUTIONS INC | 453564348851 | B20C006503 | 24" LCD MONITOR SERVICE # 453564348871 | PHILIPS HEALTHCARE | BROKEN HILL | BHHS, A&E | BHHS, A&E | 0 | 44116
A08057 | LCD MONITORELO TOUCH SOLUTIONS INC453564348851 | LCD MONITOR | ELO TOUCH SOLUTIONS INC | 453564348851 | B20C006462 | 24" LCD MONITOR SERVICE # 453564348871 | PHILIPS HEALTHCARE | BROKEN HILL | BHHS, ICU/CCU | BHHS, ICU/CCU | 0 | 44116
A08058 | LCD MONITORELO TOUCH SOLUTIONS INC453564348851 | LCD MONITOR | ELO TOUCH SOLUTIONS INC | 453564348851 | B20C006469 | 24" LCD MONITOR SERVICE # 453564348871 | PHILIPS HEALTHCARE | BROKEN HILL | BHHS, ICU/CCU | BHHS, ICU/CCU | 0 | 44116
A08060 | COMPUTER NETWORK SERVERHEWLETT PACKARDP19774-B21 | COMPUTER NETWORK SERVER | HEWLETT PACKARD | P19774-B21 | CN702508S0 | INTELLIBRIDGE ENTERPRISE (IBE) SERVER (LINK BETWEEN PHILIPS SERVER AND PATIENT ADMISSIONS SYSTEMS) | PHILIPS HEALTHCARE | BROKEN HILL | BHHS | ED01 (SERVER RM) | 0 | 44118
A08061 | COMPUTER NETWORK SERVERHEWLETT PACKARD453564764651 | COMPUTER NETWORK SERVER | HEWLETT PACKARD | 453564764651 | MXQ01400H6 | INTELLIVUE FOCAL POINT SERVER HOST 10.132.205.238 HOST 172.31.3.16 PHILIPS SERVICE # 453564768831 | PHILIPS HEALTHCARE | BROKEN HILL | BHHS | ED01 (SERVER RM) | 0 | 44118
A08062 | FIRE WALLCISCOASA 5506-X | FIRE WALL | CISCO | ASA 5506-X | JMX2417X15D | FIREWALL BETWEEN PHILIPS SERVER AND HOSPITAL NETWORK PHILIPS SERVICE # 453564618651 | PHILIPS HEALTHCARE | BROKEN HILL | BHHS | ED01 (SERVER RM) | 0 | 44118
A08063 | INTELLIVUE SMART HOPING SYNC UNITPHILIPS MEDICAL SYSTEMS866212 | INTELLIVUE SMART HOPING SYNC UNIT | PHILIPS MEDICAL SYSTEMS | 866212 | SG63934263 | INTELLIVUE SMART HOPING ITS4844A SYNC UNIT PHILIPS SERVICE # 453564398251 | PHILIPS HEALTHCARE | BROKEN HILL | BHHS | ED01 (SERVER RM) | 0 | 44118
A08064 | INTELLIVUE SMART HOPING SYNC UNITPHILIPS MEDICAL SYSTEMS866212 | INTELLIVUE SMART HOPING SYNC UNIT | PHILIPS MEDICAL SYSTEMS | 866212 | SG63934262 | INTELLIVUE SMART HOPING ITS4844A SYNC UNIT PHILIPS SERVICE # 453564398251 | PHILIPS HEALTHCARE | BROKEN HILL | BHHS | COMMS CABINET 1 | 0 | 44118
A08066 | BATTERY PACKLINAKJ1BA-026 | BATTERY PACK | LINAK | J1BA-026 |  | BATTERY PACK | LINAK | BROKEN HILL | BHHS, OCCUPATIONAL THERAPY | BHHS, OCCUPATIONAL THERAPY | 0 | 44120
A08067 | BATTERY CHARGERLINAKCHJ20000020J031 | BATTERY CHARGER | LINAK | CHJ20000020J031 |  |  | ENABLENSW | BROKEN HILL | BHHS, OCCUPATIONAL THERAPY | BHHS, OCCUPATIONAL THERAPY | 0 | 44120
A08068 | ENDOSCOPIC VIDEO IMAGING SYSTEMSMITH & NEPHEW72204354 | ENDOSCOPIC VIDEO IMAGING SYSTEM | SMITH & NEPHEW | 72204354 | EEI0750 | LENS INTEGRATED SYSTEM | SMITH&NEPHEW | BROKEN HILL | BHHS, THEATRE | BHHS, THEATRE | 0 | 44123
A08069 | TELEMETRY SYSTEM TRANSMITTER, ELECTROMYOGRAPHPHILIPS MEDICAL SYSTEMSMX40-2B4 | TELEMETRY SYSTEM TRANSMITTER, ELECTROMYOGRAPH | PHILIPS MEDICAL SYSTEMS | MX40-2B4 | US139H4784 | SPO2 CAPABILITY | PHILIPS HEALTHCARE | BROKEN HILL | BHHS, ICU/CCU | BHHS, ICU/CCU | 0 | 44123
A08070 | TELEMETRY SYSTEM TRANSMITTER, ELECTROMYOGRAPHPHILIPS MEDICAL SYSTEMSMX40-2B4 | TELEMETRY SYSTEM TRANSMITTER, ELECTROMYOGRAPH | PHILIPS MEDICAL SYSTEMS | MX40-2B4 | US139H4780 | SPO2 CAPABILITY | PHILIPS HEALTHCARE | BROKEN HILL | BHHS, ICU/CCU | BHHS, ICU/CCU | 0 | 44123
A08071 | TELEMETRY SYSTEM TRANSMITTER, ELECTROMYOGRAPHPHILIPS MEDICAL SYSTEMSMX40-2B4 | TELEMETRY SYSTEM TRANSMITTER, ELECTROMYOGRAPH | PHILIPS MEDICAL SYSTEMS | MX40-2B4 | US139H4772 |  | PHILIPS HEALTHCARE | BROKEN HILL | BHHS, ICU/CCU | BHHS, ICU/CCU | 0 | 44123
A08072 | TELEMETRY SYSTEM TRANSMITTER, ELECTROMYOGRAPHPHILIPS MEDICAL SYSTEMSMX40-2B4 | TELEMETRY SYSTEM TRANSMITTER, ELECTROMYOGRAPH | PHILIPS MEDICAL SYSTEMS | MX40-2B4 | US139H4766 |  | PHILIPS HEALTHCARE | BROKEN HILL | BHHS, ICU/CCU | BHHS, ICU/CCU | 0 | 44123
A08073 | INFUSION PUMP, GENERAL-PURPOSEFRESENIUSZ019792 | INFUSION PUMP, GENERAL-PURPOSE | FRESENIUS | Z019792 | 24633462 | AGILIA® VP MC WIFI | FRESENIUS KABI | MENINDEE | MENINDEE | MENINDEE | 1475 | 44124
A08074 | INFUSION PUMP, GENERAL-PURPOSEFRESENIUSZ019792 | INFUSION PUMP, GENERAL-PURPOSE | FRESENIUS | Z019792 | 24633497 | AGILIA® VP MC WIFI | FRESENIUS KABI | BALRANALD | BALRANALD | BALRANALD | 1475 | 44124
A08075 | INFUSION PUMP, GENERAL-PURPOSEFRESENIUSZ019792 | INFUSION PUMP, GENERAL-PURPOSE | FRESENIUS | Z019792 | 24633483 | AGILIA® VP MC WIFI | FRESENIUS KABI | BALRANALD | BALRANALD | BALRANALD | 1475 | 44124
A08076 | INFUSION PUMP, GENERAL-PURPOSEFRESENIUSZ019792 | INFUSION PUMP, GENERAL-PURPOSE | FRESENIUS | Z019792 | 24633463 | AGILIA® VP MC WIFI | FRESENIUS KABI | BALRANALD | BALRANALD | BALRANALD | 1475 | 44124
A08077 | INFUSION PUMP, GENERAL-PURPOSEFRESENIUSZ019792 | INFUSION PUMP, GENERAL-PURPOSE | FRESENIUS | Z019792 | 24633984 | AGILIA® VP MC WIFI | FRESENIUS KABI | BALRANALD | BALRANALD | BALRANALD | 1475 | 44124
A08078 | INFUSION PUMP, SYRINGEFRESENIUSZ018792 | INFUSION PUMP, SYRINGE | FRESENIUS | Z018792 | 24631986 | AGILIA SP MC WIFI AU | FRESENIUS KABI | BALRANALD | BALRANALD | BALRANALD | 1600 | 44124
A08079 | INFUSION PUMP, SYRINGEFRESENIUSZ018792 | INFUSION PUMP, SYRINGE | FRESENIUS | Z018792 | 24630969 | AGILIA SP MC WIFI AU | FRESENIUS KABI | BALRANALD | BALRANALD | MENINDEE | 1600 | 44124
A08080 | INFUSION PUMP, SYRINGEFRESENIUSZ018792 | INFUSION PUMP, SYRINGE | FRESENIUS | Z018792 | 24631010 | AGILIA SP MC WIFI AU | FRESENIUS KABI | TIBOOBURRA | TIBOOBURRA | TIBOOBURRA | 1600 | 44124
A08081 | NURSE CALL SYSTEMDELLPOWEREDGE R240 | NURSE CALL SYSTEM | DELL | POWEREDGE R240 | 2CZ4X63 | RACK MOUNT NURSE CALL PC - COMMS PORT 99 DELL EMC - E57S - POWEREDGE R240 | MEDICAL COMMUNICATIONS SYSTEMS | WILCANNIA | WILCANNIA | COMMS RM | 6750 | 44131
A08082 | INFUSION PUMP, SYRINGEFRESENIUSZ018792 | INFUSION PUMP, SYRINGE | FRESENIUS | Z018792 | 24631013 | AGILIA SP MC WIFI AU | FRESENIUS KABI | MENINDEE | MENINDEE | MENINDEE | 1760 | 44131
A08083 | LIFT, PATIENT TRANSFER, MOBILEALLEGRO CONCEPTSALTO MKII 200 | LIFT, PATIENT TRANSFER, MOBILE | ALLEGRO CONCEPTS | ALTO MKII 200 | AL180618 |  | ALPHACARE | BROKEN HILL | BHHS, OCCUPATIONAL THERAPY | BHHS, OCCUPATIONAL THERAPY | 3800 | 44133
A08084 | BATTERY CHARGERLINAKCHJ20000020J031 | BATTERY CHARGER | LINAK | CHJ20000020J031 |  |  |  | BROKEN HILL | BHHS, OCCUPATIONAL THERAPY | BHHS, OCCUPATIONAL THERAPY | 0 | 44133
A08085 | BATTERY PACKLINAKBAJ100000261 | BATTERY PACK | LINAK | BAJ100000261 |  | BATTERY PACK | LINAK | BROKEN HILL | BHHS, OCCUPATIONAL THERAPY | BHHS, OCCUPATIONAL THERAPY | 0 | 44133
A08086 | CONCENTRATOR, OXYGEN THERAPYPHILIPS RESPIRONICSEVERFLO OPI | CONCENTRATOR, OXYGEN THERAPY | PHILIPS RESPIRONICS | EVERFLO OPI | 0026752 | OXYGEN CONCENTRATOR | PHILIPS RESPIRONICS AUSTRALIA | BALRANALD | BALRANALD | BALRANALD | 1400 | 44137
A08087 | CONCENTRATOR, OXYGEN THERAPYPHILIPS RESPIRONICSEVERFLO OPI | CONCENTRATOR, OXYGEN THERAPY | PHILIPS RESPIRONICS | EVERFLO OPI | 0026747 | OXYGEN CONCENTRATOR | PHILIPS RESPIRONICS AUSTRALIA | BALRANALD | BALRANALD | BALRANALD | 1400 | 44137
A08088 | CONCENTRATOR, OXYGEN THERAPYPHILIPS RESPIRONICSEVERFLO OPI | CONCENTRATOR, OXYGEN THERAPY | PHILIPS RESPIRONICS | EVERFLO OPI | 2003240 | OXYGEN CONCENTRATOR | PHILIPS RESPIRONICS AUSTRALIA | BALRANALD | BALRANALD | BALRANALD | 1400 | 44137
A08090 | INFUSION PUMP, ENTERAL FEEDINGCOVIDIENKANGAROO EPUMP | INFUSION PUMP, ENTERAL FEEDING | COVIDIEN | KANGAROO EPUMP | C19279908 | FEED PUMP | CARDINALHEALTH | BROKEN HILL | BHHS, ICU/CCU | BHHS, ICU/CCU | 0 | 44151
A08096 | BATTERY PACKLINAKBAJ100000011 | BATTERY PACK | LINAK | BAJ100000011 |  | BATTERY PACK | LINAK | IVANHOE | IVANHOE, MORTUARY | MORTUARY | 0 | 44159
A08097 | CHAIR, EXAMINATION/TREATMENT, ELECTRICALLY-POWEREDCARINAMULT-V2-720 | CHAIR, EXAMINATION/TREATMENT, ELECTRICALLY-POWERED | CARINA | MULT-V2-720 | 2019/OVA132541 | MULTI.K V2 ONCOLOGY THERAPY BED | DALCROSS | BROKEN HILL | BHHS, ONCOLOGY | BHHS, ONCOLOGY | 8275 | 44160
A08100 | NEBULIZEREBOS GROUPECON-O-MIST FORTE | NEBULIZER | EBOS GROUP | ECON-O-MIST FORTE | 19AF120070 | NEBULIZER | EBOS GROUP PTY LTD | WENTWORTH | WENTWORTH | WENTWORTH | 80 | 44173
A08101 | NEBULIZEREBOS GROUPECON-O-MIST FORTE | NEBULIZER | EBOS GROUP | ECON-O-MIST FORTE | 19AF120069 | NEBULIZER | EBOS GROUP PTY LTD | WENTWORTH | WENTWORTH | WENTWORTH | 80 | 44173
A08102 | CONCENTRATOR, OXYGEN THERAPYPHILIPS RESPIRONICSEVERFLO OPI | CONCENTRATOR, OXYGEN THERAPY | PHILIPS RESPIRONICS | EVERFLO OPI | 2000917 | OXYGEN CONCENTRATOR | PHILIPS RESPIRONICS AUSTRALIA | BROKEN HILL | BHHS, PADP | BHHS, PADP | 0 | 44181
A08103 | CONCENTRATOR, OXYGEN THERAPYPHILIPS RESPIRONICSEVERFLO OPI | CONCENTRATOR, OXYGEN THERAPY | PHILIPS RESPIRONICS | EVERFLO OPI | 2000956 | OXYGEN CONCENTRATOR | PHILIPS RESPIRONICS AUSTRALIA | BROKEN HILL | BHHS, PADP | BHHS, PADP | 0 | 44181
A08104 | CONCENTRATOR, OXYGEN THERAPYPHILIPS RESPIRONICSEVERFLO OPI | CONCENTRATOR, OXYGEN THERAPY | PHILIPS RESPIRONICS | EVERFLO OPI | 2000716 | OXYGEN CONCENTRATOR | PHILIPS RESPIRONICS AUSTRALIA | BROKEN HILL | BHHS, PADP | BHHS, PADP | 0 | 44181
A08105 | RADIOGRAPHIC UNIT, MOBILEPHILIPS MEDICAL SYSTEMSMOBILEDIAGNOST WDR | RADIOGRAPHIC UNIT, MOBILE | PHILIPS MEDICAL SYSTEMS | MOBILEDIAGNOST WDR | 20410264 | PHILIPS EQUIPMENT NUMBER 84799214 | PHILIPS HEALTHCARE | BROKEN HILL | BHHS, RADIOLOGY | BHHS, RADIOLOGY | 163504 | 44166
A08106 | LIFT, PATIENT TRANSFER, MOBILEALLEGRO CONCEPTSALTO MKII 200 | LIFT, PATIENT TRANSFER, MOBILE | ALLEGRO CONCEPTS | ALTO MKII 200 | AL200324 |  | ALPHACARE | BROKEN HILL | BHHS, OCCUPATIONAL THERAPY | BHHS, OCCUPATIONAL THERAPY | 3800 | 44019
A08107 | SPIROMETERNDD MEDICAL TECHNOLOGIESEASYONE AIR | SPIROMETER | NDD MEDICAL TECHNOLOGIES | EASYONE AIR | 1156844 | SPIROMETER | NICHE MEDICAL | BROKEN HILL | BHHS, PHYSIO | BHHS, PHYSIO | 0 | 44231
A08114 | ENDOSCOPIC VIDEO IMAGING SYSTEMSMITH & NEPHEW72204354 | ENDOSCOPIC VIDEO IMAGING SYSTEM | SMITH & NEPHEW | 72204354 | EEI4353 | LENS INTEGRATED SYSTEM | SMITH&NEPHEW | BROKEN HILL | BHHS, THEATRE | BHHS, THEATRE | 0 | 44259
A08115 | ENDOSCOPIC VIDEO IMAGING SYSTEMSMITH & NEPHEW72204354 | ENDOSCOPIC VIDEO IMAGING SYSTEM | SMITH & NEPHEW | 72204354 | EEI4481 | LENS INTEGRATED SYSTEM | SMITH&NEPHEW | BROKEN HILL | BHHS, THEATRE | BHHS, THEATRE | 0 | 44259
A08116 | CHAIR, EXAMINATION/TREATMENT, ELECTRICALLY-POWEREDCARINAMULT-V2-627 | CHAIR, EXAMINATION/TREATMENT, ELECTRICALLY-POWERED | CARINA | MULT-V2-627 | 2020/OVA133098 | BLOODS & VACCINE CHAIR | DALCROSS | DARETON | DARETON | DARETON | 0 | 44259
A08117 | STERILIZER, MOIST HEAT, WRAPPED DEVICEMELAGVACUKLAV 41 B | STERILIZER, MOIST HEAT, WRAPPED DEVICE | MELAG | VACUKLAV 41 B | 0941-B3037 | STERILIZER | WILLIAM GREEN PTY LTD | DARETON | DARETON | DENTAL | 0 | 44259
A08118 | X-RAY SYSTEM, DIAGNOSTIC, DENTAL, GENERAL-PURPOSE, INTRAORAL, DIGITALMYRAYEXTEND | X-RAY SYSTEM, DIAGNOSTIC, DENTAL, GENERAL-PURPOSE, INTRAORAL, DIGITAL | MYRAY | EXTEND | 706J2603 | DENTAL VAN XRAY MACHINE | WILLIAM GREEN PTY LTD | WENTWORTH | WENTWORTH, DENTAL | WENTWORTH, DENTAL | 0 | 43495
A08120 | STERILIZER, MOIST HEAT, WRAPPED DEVICEMELAGVACUKLAV 31 B+ | STERILIZER, MOIST HEAT, WRAPPED DEVICE | MELAG | VACUKLAV 31 B+ |  | STERILIZER | WILLIAM GREEN PTY LTD | WENTWORTH | WENTWORTH, DENTAL |  | 0 | 43495
A08121 | BIEN AIR DENTALLUBRICARE |  | BIEN AIR DENTAL | LUBRICARE |  | DENTAL HANDPIECE LUBRICATION SYSTEM | WILLIAM GREEN PTY LTD | WENTWORTH | WENTWORTH, DENTAL |  | 0 | 43495
A08126 | AUDIOMETER, SCREENING/MONITORINGMAICO8108399 | AUDIOMETER, SCREENING/MONITORING | MAICO | 8108399 | MA9068154 | EASYSCREEN | SONIC EQUIPMENT | BROKEN HILL | BHHS, OBU | BHHS, OBU | 0 | 44286
A08127 | BATTERY CHARGERMAICO8108405 | BATTERY CHARGER | MAICO | 8108405 |  | EASYSCREEN CRADLE | SONIC EQUIPMENT | BROKEN HILL | BHHS, OBU | BHHS, OBU | 0 | 44286
A08128 | AUDIOMETER, SCREENING/MONITORINGMAICO8108399 | AUDIOMETER, SCREENING/MONITORING | MAICO | 8108399 | MA9068155 | EASYSCREEN | SONIC EQUIPMENT | BROKEN HILL | BHHS, OBU | BHHS, OBU | 0 | 44286
A08129 | BATTERY CHARGERMAICO8108405 | BATTERY CHARGER | MAICO | 8108405 |  | EASYSCREEN CRADLE | SONIC EQUIPMENT | BROKEN HILL | BHHS, OBU | BHHS, OBU | 0 | 44286
A08130 | AUDIOMETER, SCREENING/MONITORINGMAICO8108399 | AUDIOMETER, SCREENING/MONITORING | MAICO | 8108399 | MA9067692 | EASYSCREEN | SONIC EQUIPMENT | BROKEN HILL | BHHS, OBU | BHHS, OBU | 0 | 44287
A08131 | BATTERY CHARGERMAICO8108405 | BATTERY CHARGER | MAICO | 8108405 |  | EASYSCREEN CRADLE | SONIC EQUIPMENT | BROKEN HILL | BHHS, OBU | BHHS, OBU | 0 | 44287
A08132 | VITAL SIGNS MONITORWELCH ALLYN6000 SERIES | VITAL SIGNS MONITOR | WELCH ALLYN | 6000 SERIES | 100032243420 | VITAL SIGNS MONITOR | WELCH ALLYN AUSTRALIA | BROKEN HILL | BHHS, SPECIAL CARE SUITE | BHHS, SPECIAL CARE SUITE | 4345 | 44293
A08132BAT | BATTERY, SECONDARYWELCH ALLYNBATT99 | BATTERY, SECONDARY | WELCH ALLYN | BATT99 | 20271255 | BATTERY PACK | WELCH ALLYN AUSTRALIA | BROKEN HILL | BHHS, SPECIAL CARE SUITE | BHHS, SPECIAL CARE SUITE | 0 | 44293
A08139 | PATIENT MONITOR, BED-LEAVINGCURA13500 | PATIENT MONITOR, BED-LEAVING | CURA1 | 3500 | 35000110 | ACTIVECARE CONSOLE CORDLESS TRANSMITTERS AS FOLLOWS: TRANSMITTER 1 - SN: 271910021826 (MAY21) TRANSMITTER 2 - SN: V114564 (MAY21) TRANSMITTER 3 - SN: 271910021847 (MAY21) TRANSMITTER 4 - SN: V114532 (MAY21) TRANSMITTER 5 - SN: 271910021861 (MAY21) TRANSMITTER 6 - SN: V114542 (MAY21) | ALERT TECH | BROKEN HILL | BHHS, MEDICAL | BHHS, MEDICAL | 482 | 44314
A08140 | SCALE, PRECISION, ELECTRONICWEDDERBURNWS201-10K | SCALE, PRECISION, ELECTRONIC | WEDDERBURN | WS201-10K | 201112114S1541 |  | WEDDERBURN SCALES | BROKEN HILL | BHHS, ONCOLOGY | BHHS, ONCOLOGY | 226.25 | 44322
A08141 | ASPIRATORLAERDAL MEDICAL CORP7800XX | ASPIRATOR | LAERDAL MEDICAL CORP | 7800XX | 78352092753 | PORTABLE SUCTION UNIT | IMPLOX PTY LTD | MENINDEE | MENINDEE | MENINDEE | 0 | 44323
A08141BAT | BATTERY, SECONDARYLAERDAL MEDICAL CORP78 04 00 | BATTERY, SECONDARY | LAERDAL MEDICAL CORP | 78 04 00 |  | LSU BATTERY | LAERDAL AUSTRALIA | MENINDEE | MENINDEE | MENINDEE | 0 | 44344
A08142 | TELEVISION SETHISENSE24P2 | TELEVISION SET | HISENSE | 24P2 | H10700893-H2401 |  | HARVEY NORMAN | BROKEN HILL | BHHS, SURGICAL |  | 0 | 44323
A08143 | SCALE, PATIENT, FLOORSECA CORP703 7821009 | SCALE, PATIENT, FLOOR | SECA CORP | 703 7821009 | 5703189175459 | SCALE | ECOMED | MENINDEE | MENINDEE | RM28 | 0 | 44323
A08144 | CHAIR, PODIATRICBRIGGATE MEDICAL COMPANYCALLISTO 240HD | CHAIR, PODIATRIC | BRIGGATE MEDICAL COMPANY | CALLISTO 240HD | 21700015 | GEN 2 | BRIGGATE MEDICAL COM | TIBOOBURRA | TIBOOBURRA | TIBOOBURRA | 9075 | 44335
A08145 | SUDAPEDO SPRINT 50SP |  | SUDA | PEDO SPRINT 50SP | 032000059 |  | BRIGGATE MEDICAL COM | TIBOOBURRA | TIBOOBURRA | TIBOOBURRA | 2519 | 44335
A08146 | NEBULIZERFLAEM NUOVA S.P.A.VENTALAIR MAX | NEBULIZER | FLAEM NUOVA S.P.A. | VENTALAIR MAX | 18A1511326 | AEROSOL GENERATOR | EBOS GROUP PTY LTD | BROKEN HILL | BHHS, A&E | BHHS, A&E | 0 | 44340
A08147 | DIAGNOSTIC SETWELCH ALLYN71943 | DIAGNOSTIC SET | WELCH ALLYN | 71943 |  | CHARGING STAND | WELCH ALLYN AUSTRALIA | BROKEN HILL | BHHS, A&E | GP01 | 0 | 44344
A08148 | COMPRESSION UNIT, SEQUENTIALCOVIDIEN700 SERIES | COMPRESSION UNIT, SEQUENTIAL | COVIDIEN | 700 SERIES | V1947115SX | COMPRESSION SYSTEM | MEDTRONIC COVIDIEN | BROKEN HILL | BHHS, SURGICAL | BHHS, SURGICAL | 0 | 44347
A08149 | HUMIDIFIERFISHER & PAYKELAIRVO2 | HUMIDIFIER | FISHER & PAYKEL | AIRVO2 | 210430264176 | HUMIDIFIER | FISHER & PAYKEL HEALTHCARE | BROKEN HILL | BHHS, ICU/CCU | BHHS, ICU/CCU | 2217 | 44349
A08150 | FIELD ANALYSERCARL ZEISS MEDITEC AG840 | FIELD ANALYSER | CARL ZEISS MEDITEC AG | 840 | 840-20295 | HUMPHREY FIELD ANALYZER 3 (HFA3) SIP:205140 | CARL ZEISS PTY LTD | BROKEN HILL | BHHS, SPECIALIST CLINIC |  | 33495 | 44351
A08152 | TEST INSTRUMENT, INFUSION DEVICEFLUKEIDA-5 | TEST INSTRUMENT, INFUSION DEVICE | FLUKE | IDA-5 | 5437031 |  | DOMO-TECHNICA | BROKEN HILL | BHHS, BIOMEDICAL | BI01 | 13450 | 44362
A08153 | LIFT, PATIENT TRANSFER, MOBILEJOERNS HEALTHCARE LTDOXF-ADVANCE-AU-S | LIFT, PATIENT TRANSFER, MOBILE | JOERNS HEALTHCARE LTD | OXF-ADVANCE-AU-S | 1904L0201 | OXFORD ADVANCE 155 | COUNTRY CARE | BROKEN HILL | BHHS, PALIATIVE CARE | BHHS, PALIATIVE CARE | 0 | 44362
A08154 | BATTERY PACKLINAKBAJ10001XX1 | BATTERY PACK | LINAK | BAJ10001XX1 |  | BATTERY PACK | LINAK | BROKEN HILL | BHHS, PALIATIVE CARE | BHHS, PALIATIVE CARE | 0 | 44362
A08155 | SCALE, STAND-ON, PATIENTWEDDERBURNWM202 | SCALE, STAND-ON, PATIENT | WEDDERBURN | WM202 | WD200267 | PHYSICIAN SCALE | WEDDERBURN SCALES | BROKEN HILL | COMMUNITY HEALTH CENTRE | COMMUNITY HEALTH CENTRE | 660 | 44364
A08156 | SCALE, STAND-ON, PATIENTWEDDERBURNWM202 | SCALE, STAND-ON, PATIENT | WEDDERBURN | WM202 | WD200268 | PHYSICIAN SCALE | WEDDERBURN SCALES | BROKEN HILL | COMMUNITY HEALTH CENTRE | COMMUNITY HEALTH CENTRE | 660 | 44364
A08157 | SCALE, STAND-ON, PATIENTWEDDERBURNWM202 | SCALE, STAND-ON, PATIENT | WEDDERBURN | WM202 | WD200277 | PHYSICIAN SCALE | WEDDERBURN SCALES | BROKEN HILL | COMMUNITY HEALTH CENTRE | COMMUNITY HEALTH CENTRE | 660 | 44364
A08158 | SCALE, STAND-ON, PATIENTWEDDERBURNWM202 | SCALE, STAND-ON, PATIENT | WEDDERBURN | WM202 | WD200265 | PHYSICIAN SCALE | WEDDERBURN SCALES | BROKEN HILL | COMMUNITY HEALTH CENTRE | COMMUNITY HEALTH CENTRE | 660 | 44364
A08159 | SCALE, STAND-ON, PATIENTWEDDERBURNWM202 | SCALE, STAND-ON, PATIENT | WEDDERBURN | WM202 | WD200259 | PHYSICIAN SCALE | WEDDERBURN SCALES | BROKEN HILL | COMMUNITY HEALTH CENTRE | COMMUNITY HEALTH CENTRE | 660 | 44364
A08160 | ALTERNATING-PRESSURE MATTRESS SYSTEMASPIRE LIFECOMFORTPTM638030+ | ALTERNATING-PRESSURE MATTRESS SYSTEM | ASPIRE LIFECOMFORT | PTM638030+ |  | HYBRID MATTRESS SYSTEM | AIDACARE PTY LTD | BROKEN HILL | BHHS, PALIATIVE CARE | BHHS, PALIATIVE CARE | 0 | 44364
A08161 | CAMERA, ENT EXAMINATIONVISIONFLEXGEIS | CAMERA, ENT EXAMINATION | VISIONFLEX | GEIS | 20210318 | GENERAL EXAM CAMERA | VISIONFLEX | BROKEN HILL | COMMUNITY HEALTH CENTRE | COMMUNITY HEALTH CENTRE | 2950 | 44365
A08162 | CAMERA, ENT EXAMINATIONVISIONFLEXGEIS | CAMERA, ENT EXAMINATION | VISIONFLEX | GEIS | 20210321 | GENERAL EXAM CAMERA | VISIONFLEX | BROKEN HILL | BHHS, SPEECH THERAPY | BHHS, SPEECH THERAPY | 2950 | 44365
A08182 | BATTERY PACKLINAKBAJ10001XX1 | BATTERY PACK | LINAK | BAJ10001XX1 |  | BATTERY PACK | LINAK | BALRANALD | BALRANALD | BALRANALD | 0 | 44371
A08184 | ALTERNATING-PRESSURE MATTRESS SYSTEMCARILEXSR361 | ALTERNATING-PRESSURE MATTRESS SYSTEM | CARILEX | SR361 | SN21063383 | DUAL PLUS |  | BALRANALD | BALRANALD, ACUTE CARE | BALRANALD | 0 | 44371
A08185 | NSKICARE |  | NSK | ICARE | 0U607056 | DENTAL HANDPIECE CLEANING SYSTEM |  | BALRANALD | BALRANALD, DENTAL |  | 525 | 44375
A08187 | CURING UNIT, DENTAL LABORATORYSDIRADII PLUS | CURING UNIT, DENTAL LABORATORY | SDI | RADII PLUS | 48498 | LED CURING LIGHT | HENRY SCHEIN/ HALAS | BALRANALD | BALRANALD, DENTAL | BALRANALD, DENTAL | 0 | 44377
A08188 | MIXER, DENTAL, AMALGAMSDIULTRAMAT 2 | MIXER, DENTAL, AMALGAM | SDI | ULTRAMAT 2 | 49290 | AMALGAMATOR |  | BALRANALD | BALRANALD, DENTAL | BALRANALD, DENTAL | 0 | 44377
A08189 | NEBULIZERMEDICAL INDUSTRIES AAERO-NEB | NEBULIZER | MEDICAL INDUSTRIES A | AERO-NEB | 11AE330369 | NEBULISER | MEDICAL INDUSTRIES | BALRANALD | BALRANALD | BALRANALD | 0 | 44385
A08191 | SCALESSECA CORP803 | SCALES | SECA CORP | 803 | 8803240192685 | FLOOR SCALES | TEAM MEDICAL SUPPLIES | BROKEN HILL | BHHS, SPECIALIST CLINIC | BHHS, SPECIALIST CLINIC | 99 | 44377
A08192 | SCALESSECA CORP803 | SCALES | SECA CORP | 803 | 8803240192686 | FLOOR SCALES | TEAM MEDICAL SUPPLIES | BROKEN HILL | BHHS, SPECIALIST CLINIC | BHHS, SPECIALIST CLINIC | 99 | 44377
A08193 | SCALESSECA CORP803 | SCALES | SECA CORP | 803 | 8803240192687 | FLOOR SCALES | TEAM MEDICAL SUPPLIES | BROKEN HILL | BHHS, SPECIALIST CLINIC | BHHS, SPECIALIST CLINIC | 99 | 44377
A08194 | SCALESSECA CORP803 | SCALES | SECA CORP | 803 | 8803240192688 | FLOOR SCALES | TEAM MEDICAL SUPPLIES | BROKEN HILL | BHHS, SPECIALIST CLINIC | BHHS, SPECIALIST CLINIC | 99 | 44377
A08195 | DRILL HANDPIECE, SURGICAL, BATTERY-POWEREDVIDACAREEZ-IO | DRILL HANDPIECE, SURGICAL, BATTERY-POWERED | VIDACARE | EZ-IO | K57360 | STORED IN PAEDS CRASH CART AT A&E DEPT. | TELEFLEX MEDICAL AUSTRALIA | BROKEN HILL | BHHS, A&E | BHHS, A&E | 525 | 44378
A08196 | FETAL HEART DETECTOR, ULTRASONICHUNTLEIGHFD1 | FETAL HEART DETECTOR, ULTRASONIC | HUNTLEIGH | FD1 | FD1PX34985921 | SONICAID FETAL HEART DETECTOR | IN VITRO TECHNOLOGIES PTY LTD | BROKEN HILL | BHHS, OBU | BHHS, OBU | 800 | 44383
A08197 | FETAL HEART DETECTOR, ULTRASONICHUNTLEIGHFD1 | FETAL HEART DETECTOR, ULTRASONIC | HUNTLEIGH | FD1 | FD1PX34984621 | SONICAID FETAL HEART DETECTOR | IN VITRO TECHNOLOGIES PTY LTD | BROKEN HILL | BHHS, OBU | BHHS, OBU | 800 | 44383
A08198 | FETAL HEART DETECTOR, ULTRASONICHUNTLEIGHFD1 | FETAL HEART DETECTOR, ULTRASONIC | HUNTLEIGH | FD1 | FD1PX34985821 | SONICAID FETAL HEART DETECTOR | IN VITRO TECHNOLOGIES PTY LTD | BROKEN HILL | BHHS, OBU | BHHS, OBU | 800 | 44383
A08199 | SCALE, PATIENT, BMISHEKEL SCALES LTD.H150 | SCALE, PATIENT, BMI | SHEKEL SCALES LTD. | H150 | C217413 | MAX WEIGHT 250KG, 100GM INCREMENTS MODEL NO. H150-11-5 LOCATED IN PRE ADMISSIONS. | DALCROSS | BROKEN HILL | BHHS, THEATRE | BHHS, THEATRE | 945 | 44383
A08205 | CARBON MONOXIDE ANALYSERBEDFONT SCIENTIFIC LTDPICO BABY SMOKERLYZER | CARBON MONOXIDE ANALYSER | BEDFONT SCIENTIFIC LTD | PICO BABY SMOKERLYZER | CB611255 | PICO BABY™ SMOKERLYZER | NICHE MEDICAL | BROKEN HILL | BHHS, OBU | BHHS, OBU | 550 | 44383
A08206 | CARBON MONOXIDE ANALYSERBEDFONT SCIENTIFIC LTDPICO BABY SMOKERLYZER | CARBON MONOXIDE ANALYSER | BEDFONT SCIENTIFIC LTD | PICO BABY SMOKERLYZER | CB611269 | PICO BABY™ SMOKERLYZER | NICHE MEDICAL | BROKEN HILL | BHHS, OBU | BHHS, OBU | 550 | 44383
A08207 | CARBON MONOXIDE ANALYSERBEDFONT SCIENTIFIC LTDPICO BABY SMOKERLYZER | CARBON MONOXIDE ANALYSER | BEDFONT SCIENTIFIC LTD | PICO BABY SMOKERLYZER | CB611256 | PICO BABY™ SMOKERLYZER | NICHE MEDICAL | BROKEN HILL | BHHS, OBU | BHHS, OBU | 550 | 44383
A08208 | CARBON MONOXIDE ANALYSERBEDFONT SCIENTIFIC LTDPICO BABY SMOKERLYZER | CARBON MONOXIDE ANALYSER | BEDFONT SCIENTIFIC LTD | PICO BABY SMOKERLYZER | CB611270 | PICO BABY™ SMOKERLYZER | NICHE MEDICAL | BROKEN HILL | BHHS, OBU | BHHS, OBU | 550 | 44383
A08209 | SPIROMETERNDD MEDICAL TECHNOLOGIESEASYONE AIR | SPIROMETER | NDD MEDICAL TECHNOLOGIES | EASYONE AIR | 1157429 | SPIROMETER CRADLE SN: C1157429 | NICHE MEDICAL | MENINDEE | MENINDEE | MENINDEE | 3270 | 44385
A08210 | SPIROMETERNDD MEDICAL TECHNOLOGIESEASYONE AIR | SPIROMETER | NDD MEDICAL TECHNOLOGIES | EASYONE AIR | 1157435 | SPIROMETER | NICHE MEDICAL | BROKEN HILL | BHHS | BHHS | 3270 | 44385
A08211 | SPIROMETERNDD MEDICAL TECHNOLOGIESEASYONE AIR | SPIROMETER | NDD MEDICAL TECHNOLOGIES | EASYONE AIR | 1157428 | SPIROMETER | NICHE MEDICAL | BROKEN HILL | BHHS | BHHS | 3270 | 44385
A08212 | SPIROMETERNDD MEDICAL TECHNOLOGIESEASYONE AIR | SPIROMETER | NDD MEDICAL TECHNOLOGIES | EASYONE AIR | 1157434 | SPIROMETER | NICHE MEDICAL | BROKEN HILL | BHHS | BHHS | 3270 | 44385
A08213 | CLIPPER, HAIR, ELECTRICALLY-POWEREDMEDLINEDYND70802AU | CLIPPER, HAIR, ELECTRICALLY-POWERED | MEDLINE | DYND70802AU |  | LOT: 80520110001 | MEDLINE | BROKEN HILL | BHHS, OBU | BHHS, OBU | 0 | 44385
A08214 | CLIPPER, HAIR, ELECTRICALLY-POWEREDMEDLINEDYND70802AU | CLIPPER, HAIR, ELECTRICALLY-POWERED | MEDLINE | DYND70802AU |  | LOT: 80520110001 | MEDLINE | BROKEN HILL | BHHS, OBU | BHHS, OBU | 0 | 44385
A08215 | CLIPPER, HAIR, ELECTRICALLY-POWEREDMEDLINEDYND70802AU | CLIPPER, HAIR, ELECTRICALLY-POWERED | MEDLINE | DYND70802AU |  | LOT: 80520110001 | MEDLINE | BROKEN HILL | BHHS, SPECIALIST CLINIC | BHHS, SPECIALIST CLINIC | 0 | 44385
A08216 | MICROSCOPE, STEREOOLYMPUSCX43RF | MICROSCOPE, STEREO | OLYMPUS | CX43RF | 7D41765 | MICROSCOPE | OLYMPUS | BROKEN HILL | COMMUNITY HEALTH CENTRE | SEXUAL HEALTH | 0 | 43655
ABME00080 | LIFTER - PATIENTARJO HUNTLEIGHSARA PLUS | LIFTER - PATIENT | ARJO HUNTLEIGH | SARA PLUS | P0404831 | PATIENT LIFTER | ARJOHUNTLEIGH | BALRANALD | BALRANALD, AGED CARE |  | 0 | 43340
AI00242 | OXYGEN CONCENTRATORPURITAN-BENNETT CORP492A | OXYGEN CONCENTRATOR | PURITAN-BENNETT CORP | 492A | 1192I014195 |  | BOC GASSES | BROKEN HILL | BHHS, PADP |  | 3000 | 35481
AI00250 | METER, AIR VELOCITYCOMARK LTDKM4007 | METER, AIR VELOCITY | COMARK LTD | KM4007 | 23542/9 |  | CAMERON INSTRUMENTATION | BROKEN HILL | BHHS, MAINTENANCE |  | 400 | 35489
AI00875 | BAUMANOMETERW A BAUM CO INCSTANDBY | BAUMANOMETER | W A BAUM CO INC | STANDBY | 2445 |  |  | BROKEN HILL | BHHS, A&E |  | 375 | 35905
AI146064 | STIMULATOR, ELECTROANALGESICNUEROMEDICS660-01 | STIMULATOR, ELECTROANALGESIC | NUEROMEDICS | 660-01 | 23455 |  |  | BROKEN HILL | BHHS, PHYSIO |  | 0 | 37073
AI37010 | SCALES, MERCURYA & D MERCURYFV-150K | SCALES, MERCURY | A & D MERCURY | FV-150K | F0503239 |  | MERCURY | BROKEN HILL | BHHS, ICU/CCU |  | 0 | 37073
AI46052 | MONITOR, LIMB LOADBARMEDBMLLM-100 | MONITOR, LIMB LOAD | BARMED | BMLLM-100 | A186 |  | BARMED | BROKEN HILL | BHHS, PHYSIO |  | 0 | 34219
AI46065 | STIMULATOR, ELECTROANALGESICNUEROMEDICS660-01 | STIMULATOR, ELECTROANALGESIC | NUEROMEDICS | 660-01 | 24999 |  |  | BROKEN HILL | BHHS, PHYSIO |  | 0 | 37073
AI46067 | STIMULATOR, ELECTROANALGESICBIO ELECTRONICS MANU487 OD | STIMULATOR, ELECTROANALGESIC | BIO ELECTRONICS MANU | 487 OD | 11336 |  | BIO ELECTRONICS | BROKEN HILL | BHHS, PALIATIVE CARE |  | 0 | 37073
AI67045 | LENS METERTOPCON INSTRUMENT COLM-S1 | LENS METER | TOPCON INSTRUMENT CO | LM-S1 | 353721 |  | OPSM, MELBOURNE | BROKEN HILL | BHHS, SPECIALIST CLINIC |  | 0 | 37073
AI67871 | AEROSOL GENERATORALLERSEARCHFORTE 2 | AEROSOL GENERATOR | ALLERSEARCH | FORTE 2 | 229472 | AEROSOL GENERATOR | ECOMED | WHITE CLIFFS | WHITE CLIFFS |  | 195 | 34701
AI69816 | SCOPEHEINE | SCOPE | HEINE |  |  |  |  | BROKEN HILL | BHHS, A&E |  | 0 | 37073
BA52018 | WHEELCHAIRKARMAKMP4 | WHEELCHAIR | KARMA | KMP4 | PC01-03 |  | COUNTRRY CARE REHAB | BROKEN HILL | BHHS, PADP |  | 5000 | 36286
BH98508 | WHEELCHAIRROLLERCHAIRROLLERCHAIR | WHEELCHAIR | ROLLERCHAIR | ROLLERCHAIR | 1326 |  |  | BROKEN HILL | BHHS, PADP |  | 6000 | 32933
BI10008 | TABLE, EXAMINATION/TREATMENT, GENERAL-PURPOSERITTER100-013 | TABLE, EXAMINATION/TREATMENT, GENERAL-PURPOSE | RITTER | 100-013 | DD0044-SPL |  | DENVER BROTHERS PTY LTD | BROKEN HILL | BHHS, SEXUAL HEALTH |  | 1908 | 35978
BI10009 | RECUMBENT CYCLEJPB-5000 | RECUMBENT CYCLE |  | JPB-5000 | 029702815 |  | GYM QUIP | BROKEN HILL | BHHS, PHYSIO |  | 1779 | 35983
BI10018 | MONITOR, OXYGENMSAMINIOX 3000 | MONITOR, OXYGEN | MSA | MINIOX 3000 | A336A98 |  | OXYCARE | BROKEN HILL | BHHS, BIOMEDICAL |  | 0 | 36077
BI10036 | METER, PRESSUREBIO-TEKDPM-2 | METER, PRESSURE | BIO-TEK | DPM-2 | 141052 |  | DOMO-TECHNICA | BROKEN HILL | BHHS, BIOMEDICAL |  | 2155 | 36172
BI10044 | RECUMBENT CYCLEJPC-5000 | RECUMBENT CYCLE |  | JPC-5000 | 039704214 |  | BEFIT SALES & HIRE PTY LTD | BROKEN HILL | BHHS, PHYSIO |  | 1700 | 36119
BI10051 | SCOPE, OTO & OPHTHALMOWELCH ALLYN20000 | SCOPE, OTO & OPHTHALMO | WELCH ALLYN | 20000 | BI10051 |  | SURGICAL BUYERS AUST | BROKEN HILL | BHHS, CHILD & FAMILY |  | 0 | 36231
BI10052 | SCOPE, OTO & OPHTHALMOWELCH ALLYN20000 | SCOPE, OTO & OPHTHALMO | WELCH ALLYN | 20000 | BI10052 |  | SURGICAL BUYERS AUST | BROKEN HILL | BHHS, CHILD & FAMILY |  | 0 | 36231
BI1010 | TABLE, EXAMINATION/TREATMENT, GENERAL-PURPOSERITTER100-013 | TABLE, EXAMINATION/TREATMENT, GENERAL-PURPOSE | RITTER | 100-013 | DD0044-SPL |  | DENVER BROTHERS PTY LTD | BROKEN HILL | BHHS, SEXUAL HEALTH |  | 1908 | 35992
BJ00545 | OXIMETER, PULSE SPO2OHMEDA DIV THE BOC G3740 | OXIMETER, PULSE SPO2 | OHMEDA DIV THE BOC G | 3740 | FMQX01589 |  |  | TIBOOBURRA | TIBOOBURRA |  | 0 | 37073
BODY WW1000 | BODY PROTECTED AREABODY PROTECTED | BODY PROTECTED AREA |  | BODY PROTECTED |  |  |  | WENTWORTH | WENTWORTH, A&E |  | 0 | 37073
CC01 | CARDIAC PROTECTED AREACARDIAC PROTECTED | CARDIAC PROTECTED AREA |  | CARDIAC PROTECTED |  | RCD 1 CIRCUIT DB6 - B25, RCD 2 CIRCUIT DB6 - B25 |  | BROKEN HILL | BHHS, ICU/CCU | ICU BED 1 | 0 | 37073
CC02 | CARDIAC PROTECTED AREACARDIAC PROTECTED | CARDIAC PROTECTED AREA |  | CARDIAC PROTECTED |  | RCD 1 CIRCUIT DB6 - W25, RCD 2 CIRCUIT DB6 - W25 |  | BROKEN HILL | BHHS, ICU/CCU | ICU BED 2 | 0 | 37073
CC03 | CARDIAC PROTECTED AREACARDIAC PROTECTED | CARDIAC PROTECTED AREA |  | CARDIAC PROTECTED |  | RCD 1 CIRCUIT DB6 - W22, RCD 2 CIRCUIT DB6 - W22 |  | BROKEN HILL | BHHS, ICU/CCU | CC03 | 0 | 37073
CC04 | CARDIAC PROTECTED AREACARDIAC PROTECTED | CARDIAC PROTECTED AREA |  | CARDIAC PROTECTED |  | RCD 1 CIRCUIT DB6 - B22, RCD 2 CIRCUIT DB6 - B22, RCD 3 CIRCUIT DB6 - B10 |  | BROKEN HILL | BHHS, ICU/CCU | CC04 | 0 | 37073
CC05 | CARDIAC PROTECTED AREACARDIAC PROTECTED | CARDIAC PROTECTED AREA |  | CARDIAC PROTECTED |  | RCD 1 CIRCUIT DB6 - R24, RCD 2 CIRCUIT DB6 - R24, RCD 3 CIRCUIT DB6 - B10 |  | BROKEN HILL | BHHS, ICU/CCU | CC05 | 0 | 37073
CDME00014 | INFUSION PUMP, GENERAL-PURPOSEFRESENIUS019192 | INFUSION PUMP, GENERAL-PURPOSE | FRESENIUS | 019192 | 20705250 |  | PHARMATEL FRESENIUS KABI | WHITE CLIFFS | WHITE CLIFFS, A&E | WHITE CLIFFS, A&E | 1875 | 40148
CDME00015 | INFUSION PUMP, GENERAL-PURPOSEFRESENIUS019192 | INFUSION PUMP, GENERAL-PURPOSE | FRESENIUS | 019192 | 20705239 |  | PHARMATEL FRESENIUS KABI | TIBOOBURRA | TIBOOBURRA |  | 1875 | 40148
CDME00019 | INFUSION PUMP, GENERAL-PURPOSEFRESENIUS019192 | INFUSION PUMP, GENERAL-PURPOSE | FRESENIUS | 019192 | 20705394 | BIOMED LOAN UNIT | PHARMATEL FRESENIUS KABI | BROKEN HILL | BHHS, BIOMEDICAL |  | 1875 | 40148
CDME00023 | INFUSION PUMP, GENERAL-PURPOSEFRESENIUS019192 | INFUSION PUMP, GENERAL-PURPOSE | FRESENIUS | 019192 | 20705424 | BIOMED LOAN UNIT | PHARMATEL FRESENIUS KABI | BROKEN HILL | BHHS, BIOMEDICAL |  | 1875 | 40149
CDME00024 | INFUSION PUMP, GENERAL-PURPOSEFRESENIUS019192 | INFUSION PUMP, GENERAL-PURPOSE | FRESENIUS | 019192 | 20705271 | BIOMED LOAN UNIT | PHARMATEL FRESENIUS KABI | BROKEN HILL | BHHS, BIOMEDICAL |  | 1875 | 40149
CDME00026 | INFUSION PUMP, GENERAL-PURPOSEFRESENIUS019192 | INFUSION PUMP, GENERAL-PURPOSE | FRESENIUS | 019192 | 20705416 | BIOMED LOAN UNIT | PHARMATEL FRESENIUS KABI | BROKEN HILL | BHHS, BIOMEDICAL |  | 1875 | 40149
CDME00027 | INFUSION PUMP, GENERAL-PURPOSEFRESENIUS019192 | INFUSION PUMP, GENERAL-PURPOSE | FRESENIUS | 019192 | 20704939 |  | PHARMATEL FRESENIUS KABI | BROKEN HILL | BHHS, BIOMEDICAL |  | 1875 | 40149
CDME01045 | POWER SUPPLY, GENERAL-PURPOSEELPAC POWER SYSTEMSMW4012F | POWER SUPPLY, GENERAL-PURPOSE | ELPAC POWER SYSTEMS | MW4012F | 010899 | POWER SUPPLY 12VDC, 3.3A | SCANMEDICS PTY LTD | BROKEN HILL | BHHS, CHILD & FAMILY |  | 0 | 40549
CDME01046 | POWER SUPPLY, GENERAL-PURPOSEELPAC POWER SYSTEMSMW4012F | POWER SUPPLY, GENERAL-PURPOSE | ELPAC POWER SYSTEMS | MW4012F |  | POWER SUPPLY 12VDC, 3.3A | SCANMEDICS PTY LTD | BALRANALD | BALRANALD, COMMUNITY HEALTH |  | 0 | 40549
CDME01047 | POWER SUPPLY, GENERAL-PURPOSEELPAC POWER SYSTEMSMW4012F | POWER SUPPLY, GENERAL-PURPOSE | ELPAC POWER SYSTEMS | MW4012F | 010730 | POWER SUPPLY 12VDC, 3.3A | SCANMEDICS PTY LTD | DARETON | DARETON, COMMUNITY HEALTH |  | 0 | 40549
CDME01053 | AUDIOMETER, SCREENING/MONITORINGNATUSALGO 3I | AUDIOMETER, SCREENING/MONITORING | NATUS | ALGO 3I | 93142 | ALGO 3I NEWBORN HEARING SCREENER | SCANMEDICS PTY LTD | BROKEN HILL | BHHS, SWISH |  | 0 | 40549
CDME01055 | AUDIOMETER, SCREENING/MONITORINGNATUSALGO 3I | AUDIOMETER, SCREENING/MONITORING | NATUS | ALGO 3I | 93183 | ALGO 3I NEWBORN HEARING SCREENER | SCANMEDICS PTY LTD | BALRANALD | BALRANALD, COMMUNITY HEALTH |  | 0 | 40549
CDME01056 | AUDIOMETER, SCREENING/MONITORINGNATUSALGO 3I | AUDIOMETER, SCREENING/MONITORING | NATUS | ALGO 3I | 93121 | ALGO 3I NEWBORN HEARING SCREENER | SCANMEDICS PTY LTD | DARETON | DARETON, COMMUNITY HEALTH |  | 0 | 40549
EAB1542 | FETAL HEART DETECTORIMEX MEDICAL SYSTEMS100 | FETAL HEART DETECTOR | IMEX MEDICAL SYSTEMS | 100 | EAB1542 |  |  | DARETON | DARETON |  | 0 | 37073
EM13 | BODY PROTECTED AREABODY PROTECTED | BODY PROTECTED AREA |  | BODY PROTECTED |  | RCD 1 CIRCUIT DB9 - R11, RCD 2 CIRCUIT DB9 - W26 |  | BROKEN HILL | BHHS, A&E | EM13 | 0 | 37073
KMS10 | FOOT WARMERKAMBROOKKMS10 | FOOT WARMER | KAMBROOK | KMS10 |  |  |  | BROKEN HILL | BHHS, PALIATIVE CARE |  | 0 | 38119
LUXO | LIGHT, EXAMINATIONLUXO LAMP CORP | LIGHT, EXAMINATION | LUXO LAMP CORP |  |  |  |  | MENINDEE | MENINDEE |  | 0 | 37073
M946800102955 | SPIROMETER, DIAGNOSTICWELCH ALLYNSPIROPERFECT | SPIROMETER, DIAGNOSTIC | WELCH ALLYN | SPIROPERFECT | M946800102955 |  | COTTMAN AUSTRALIA | MENINDEE | MENINDEE |  | 2335 | 39485
MI19 | BODY PROTECTED AREABODY PROTECTED | BODY PROTECTED AREA |  | BODY PROTECTED |  | RCD 1 CIRCUIT DB9 - R33 |  | BROKEN HILL | BHHS, RADIOLOGY | MI19 | 0 | 37073
MM35015 | LASER, OPHTHALMICELLEX MEDICALLP4532 | LASER, OPHTHALMIC | ELLEX MEDICAL | LP4532 | 4A3015D | SOLITAIRE LASER | ELLEX MEDICAL PTY LTD | BROKEN HILL | BHHS, SPECIALIST CLINIC |  | 0 | 40738
PE17 | BODY PROTECTED AREABODY PROTECTED | BODY PROTECTED AREA |  | BODY PROTECTED |  | RCD 1 CIRCUIT DB4 - B19 |  | BROKEN HILL | BHHS, PAEDIATRICS | PE17 | 0 | 37073
PE23 | BODY PROTECTED AREABODY PROTECTED | BODY PROTECTED AREA |  | BODY PROTECTED |  | RCD 1 CIRCUIT DB4 - W21 |  | BROKEN HILL | BHHS, PAEDIATRICS | PE23 | 0 | 37073
RBBS0053 | BATTERY PACKLINAKBAJ100000011 | BATTERY PACK | LINAK | BAJ100000011 |  | BATTERY PACK | LINAK | BALRANALD | BALRANALD, AGED CARE |  | 0 | 37073
RBBS0064 | BED, GENERAL-PURPOSE, ELECTRICALLY-POWEREDALRICK MANUFACTURING2001 | BED, GENERAL-PURPOSE, ELECTRICALLY-POWERED | ALRICK MANUFACTURING | 2001 | 05246 |  |  | BALRANALD | BALRANALD, AGED CARE | LONG STAY ROOM 14 | 0 | 37073
RBBS0067 | BED, GENERAL-PURPOSE, ELECTRICALLY-POWEREDALRICK MANUFACTURING6500 | BED, GENERAL-PURPOSE, ELECTRICALLY-POWERED | ALRICK MANUFACTURING | 6500 | 02900 |  |  | BALRANALD | BALRANALD, AGED CARE | LONG STAY ROOM 2 | 0 | 37073
RBBS0068 | BED, GENERAL-PURPOSE, ELECTRICALLY-POWEREDALRICK MANUFACTURINGRM/AS3200 | BED, GENERAL-PURPOSE, ELECTRICALLY-POWERED | ALRICK MANUFACTURING | RM/AS3200 | 04893 |  |  | BALRANALD | BALRANALD, AGED CARE | LONG STAY ROOM 15 | 0 | 37073
RBBS0079 | BED, GENERAL-PURPOSE, ELECTRICALLY-POWEREDALRICK MANUFACTURING6500 | BED, GENERAL-PURPOSE, ELECTRICALLY-POWERED | ALRICK MANUFACTURING | 6500 | 04716 |  |  | BALRANALD | BALRANALD, AGED CARE | LONG STAY ROOM 1 | 0 | 37073
RBBS0081 | BED, GENERAL-PURPOSE, ELECTRICALLY-POWEREDALRICK MANUFACTURING6500 | BED, GENERAL-PURPOSE, ELECTRICALLY-POWERED | ALRICK MANUFACTURING | 6500 | 03387 |  |  | BALRANALD | BALRANALD, A&E | ED OBSERVATION ROOM | 0 | 37073
RBBS0085 | BEDALRICK MANUFACTURINGRM/AS3200 | BED | ALRICK MANUFACTURING | RM/AS3200 | 05099 |  |  | BALRANALD | BALRANALD, ACUTE CARE | ACUTE WARD ROOM 5 | 0 | 37073
RBBS0090 | BED, GENERAL-PURPOSE, ELECTRICALLY-POWEREDALRICK MANUFACTURING6500 | BED, GENERAL-PURPOSE, ELECTRICALLY-POWERED | ALRICK MANUFACTURING | 6500 | 02901 |  |  | BALRANALD | BALRANALD, AGED CARE | LONG STAY ROOM 4 | 0 | 37073
RBBS0092 | BED, GENERAL-PURPOSE, ELECTRICALLY-POWEREDMURPHY9007 | BED, GENERAL-PURPOSE, ELECTRICALLY-POWERED | MURPHY | 9007 |  |  |  | BALRANALD | BALRANALD, AGED CARE | LONG STAY ROOM 12 | 0 | 37073
RBBS0092BAT | BATTERY, SECONDARYLINAKLINAK BATTERY PACK 24V 1.3AH | BATTERY, SECONDARY | LINAK | LINAK BATTERY PACK 24V 1.3AH |  | LINAK BATTERY PACK 2 X 12V 1.3AH SLA BATTERY |  | BALRANALD | BALRANALD, AGED CARE | BALRANALD, AGED CARE | 0 | 42093
RBBS0097 | BED, GENERAL-PURPOSE, ELECTRICALLY-POWEREDALRICK MANUFACTURINGRM/AS3200 | BED, GENERAL-PURPOSE, ELECTRICALLY-POWERED | ALRICK MANUFACTURING | RM/AS3200 | 00687 |  |  | BALRANALD | BALRANALD, AGED CARE | LONG STAY ROOM 8 | 0 | 37073
RBBS0101 | BED, GENERAL-PURPOSE, ELECTRICALLY-POWEREDALRICK MANUFACTURING6500 | BED, GENERAL-PURPOSE, ELECTRICALLY-POWERED | ALRICK MANUFACTURING | 6500 | 03386 |  |  | BALRANALD | BALRANALD, ACUTE CARE | ACUTE WARD ROOM 2 | 0 | 37073
RBBS0102 | BED, GENERAL-PURPOSE, ELECTRICALLY-POWEREDALRICK MANUFACTURINGRM/AS3200 | BED, GENERAL-PURPOSE, ELECTRICALLY-POWERED | ALRICK MANUFACTURING | RM/AS3200 | 04895 |  |  | BALRANALD | BALRANALD, AGED CARE | LONG STAY ROOM 1 | 0 | 37073
RBBS0104 | BED, GENERAL-PURPOSE, ELECTRICALLY-POWEREDALRICK MANUFACTURINGRM/AS3200 | BED, GENERAL-PURPOSE, ELECTRICALLY-POWERED | ALRICK MANUFACTURING | RM/AS3200 | 00686 |  |  | BALRANALD | BALRANALD, AGED CARE | LONG STAY ROOM 5 | 0 | 37073
RBBS0105 | BED, GENERAL-PURPOSE, ELECTRICALLY-POWEREDALRICK MANUFACTURING6500 | BED, GENERAL-PURPOSE, ELECTRICALLY-POWERED | ALRICK MANUFACTURING | 6500 | 03034 |  |  | BALRANALD | BALRANALD, WARDS | WARD ROOM 14 | 0 | 37073
RBBS0114 | BED, GENERAL-PURPOSE, ELECTRICALLY-POWEREDALRICK MANUFACTURINGRM/AS3200 | BED, GENERAL-PURPOSE, ELECTRICALLY-POWERED | ALRICK MANUFACTURING | RM/AS3200 | 04883 |  |  | BALRANALD | BALRANALD, ACUTE CARE | ACUTE WARD ROOM 8 | 0 | 37073
RBBS0117 | BEDALRICK MANUFACTURING6500 | BED | ALRICK MANUFACTURING | 6500 | 03385 |  |  | BALRANALD | BALRANALD, AGED CARE | LONG STAY ROOM 12 | 0 | 37073
RBBS0118 | BED, GENERAL-PURPOSE, ELECTRICALLY-POWEREDALRICK MANUFACTURING6500 | BED, GENERAL-PURPOSE, ELECTRICALLY-POWERED | ALRICK MANUFACTURING | 6500 | 04753 | BATTERY BED |  | BALRANALD | BALRANALD, AGED CARE | LONG STAY ROOM 3 | 0 | 37073
RBBS0118BAT | BATTERY, SECONDARYLINAKLINAK BATTERY PACK 24V 1.3AH | BATTERY, SECONDARY | LINAK | LINAK BATTERY PACK 24V 1.3AH |  | LINAK BATTERY PACK 2 X 12V 1.3AH SLA BATTERY |  | BALRANALD | BALRANALD, AGED CARE | BALRANALD, AGED CARE | 0 | 42093
RBBS0144 | BED, GENERAL-PURPOSE, ELECTRICALLY-POWEREDALRICK MANUFACTURING2001 | BED, GENERAL-PURPOSE, ELECTRICALLY-POWERED | ALRICK MANUFACTURING | 2001 | 04903 |  |  | BALRANALD | BALRANALD, ACUTE CARE | ACUTE WARD ROOM 5 | 0 | 37073
RBME00034 | INFUSION PUMP, GENERAL-PURPOSEFRESENIUS019192 | INFUSION PUMP, GENERAL-PURPOSE | FRESENIUS | 019192 | 20588681 | INFUSION PUMP AGILIA MC | FRESENIUS KABI | BALRANALD | BALRANALD | BALRANALD | 1875 | 40239
RBME00035 | INFUSION PUMP, GENERAL-PURPOSEFRESENIUS019192 | INFUSION PUMP, GENERAL-PURPOSE | FRESENIUS | 019192 | 20588668 | INFUSION PUMP AGILIA MC | FRESENIUS KABI | BALRANALD | BALRANALD | BALRANALD | 1875 | 40239
RBME00036 | INFUSION PUMP, GENERAL-PURPOSEFRESENIUS019192 | INFUSION PUMP, GENERAL-PURPOSE | FRESENIUS | 019192 | 20588680 | INFUSION PUMP AGILIA MC | FRESENIUS KABI | BALRANALD | BALRANALD | BALRANALD | 1875 | 40239
RBME00037 | INFUSION PUMP, GENERAL-PURPOSEFRESENIUS019192 | INFUSION PUMP, GENERAL-PURPOSE | FRESENIUS | 019192 | 20588678 | INFUSION PUMP AGILIA MC | FRESENIUS KABI | BALRANALD | BALRANALD | BALRANALD | 1875 | 40239
RBME00041 | ECG, MACHINEPHILIPS MEDICAL SYSTEMSTC50 | ECG, MACHINE | PHILIPS MEDICAL SYSTEMS | TC50 | USN1002086 | ECG MACHINE | PHILIPS HEALTHCARE | BALRANALD | BALRANALD, A&E |  | 10757 | 40865
RBME00041BAT | BATTERY, SECONDARYMASTER INSTRUMENTSDR202SH | BATTERY, SECONDARY | MASTER INSTRUMENTS | DR202SH | CCL18L04710 | TC50 BATTERY | MASTER INSTRUMENTS | BALRANALD | BALRANALD | BALRANALD, A&E | 78 | 43550
RBME00044 | FETAL HEART DETECTOR, ULTRASONICARJO HUNTLEIGHFD1 | FETAL HEART DETECTOR, ULTRASONIC | ARJO HUNTLEIGH | FD1 | FD1PX0347212-11 | FETAL HEART DETECTOR | ARJOHUNTLEIGH | BALRANALD | BALRANALD, A&E |  | 0 | 40953
RBME00045 | BATTERY PACKLINAKBAJ100000261 | BATTERY PACK | LINAK | BAJ100000261 |  | BATTERY PACK | LINAK | BALRANALD | BALRANALD, AGED CARE |  | 0 | 40953
RBME00046 | BATTERY PACKLINAKBAJ100000011 | BATTERY PACK | LINAK | BAJ100000011 |  | BATTERY PACK | LINAK | BALRANALD | BALRANALD, AGED CARE |  | 0 | 40953
RBME00047 | BED, GENERAL-PURPOSE, ELECTRICALLY-POWEREDALRICK9001 | BED, GENERAL-PURPOSE, ELECTRICALLY-POWERED | ALRICK | 9001 | 13878 |  |  | BALRANALD | BALRANALD, AGED CARE | LONG STAY ROOM 7 | 0 | 40954
RBME00048 | BED, GENERAL-PURPOSE, ELECTRICALLY-POWEREDALRICK9001 | BED, GENERAL-PURPOSE, ELECTRICALLY-POWERED | ALRICK | 9001 | 13880 |  |  | BALRANALD | BALRANALD, AGED CARE | LONG STAY ROOM 10 | 0 | 40954
RBME00049 | BED, GENERAL-PURPOSE, ELECTRICALLY-POWEREDALRICK9001 | BED, GENERAL-PURPOSE, ELECTRICALLY-POWERED | ALRICK | 9001 | 13879 |  |  | BALRANALD | BALRANALD, AGED CARE | LONG STAY ROOM 16 | 0 | 40954
RBME00050 | BED, GENERAL-PURPOSE, ELECTRICALLY-POWEREDALRICK8300 | BED, GENERAL-PURPOSE, ELECTRICALLY-POWERED | ALRICK | 8300 | 13672 | BATTERY BED |  | BALRANALD | BALRANALD, ACUTE CARE | ACUTE WARD ROOM 8 | 0 | 40954
RBME00050BAT | BATTERY, SECONDARYLINAKLINAK BATTERY PACK 24V 1.3AH | BATTERY, SECONDARY | LINAK | LINAK BATTERY PACK 24V 1.3AH |  | LINAK BATTERY PACK 2 X 12V 1.3AH SLA BATTERY |  | BALRANALD | BALRANALD, ACUTE CARE | BALRANALD, ACUTE CARE | 0 | 42093
RBME00051 | BED, GENERAL-PURPOSE, ELECTRICALLY-POWEREDRM/AS3200 | BED, GENERAL-PURPOSE, ELECTRICALLY-POWERED |  | RM/AS3200 |  | BATTERY BED 350KG UNIQUE CARE |  | BALRANALD | BALRANALD, ACUTE CARE | ACUTE WARD ROOM 7 | 0 | 40954
RBME00051BAT | BATTERY, SECONDARYPANASONICLC-R121R3P | BATTERY, SECONDARY | PANASONIC | LC-R121R3P |  | 2 X BATTERY 12V 1.3AH | MASTER INSTRUMENTS | BALRANALD | BALRANALD |  | 0
RBME0023 | LIFTER - PATIENTINVACAREIPL150EE | LIFTER - PATIENT | INVACARE | IPL150EE | 60675 | PATIENT LIFTER | INVACARE | BALRANALD | BALRANALD, AGED CARE |  | 0 | 37073
RDME00006 | SUCTION UNIT, BREAST PUMP, ELECTRICALLY-POWEREDMEDELA INC600.0837 | SUCTION UNIT, BREAST PUMP, ELECTRICALLY-POWERED | MEDELA INC | 600.0837 | 1117494 |  | FISHER & PAYKEL HEALTHCARE | DARETON | DARETON, COMMUNITY HEALTH |  | 0 | 41002
RDME00007 | TABLE, PHYSICAL THERAPYMETRON MEDICAL AUSTRT8718 | TABLE, PHYSICAL THERAPY | METRON MEDICAL AUSTR | T8718 | 06118718810 |  |  | DARETON | DARETON, COMMUNITY HEALTH |  | 0 | 41002
RDME00009 | SCALE, PATIENT, FLOORNUWEIGHLOG842 | SCALE, PATIENT, FLOOR | NUWEIGH | LOG842 | 01C000403 | SCALES | NUWEIGH | DARETON | DARETON, COMMUNITY HEALTH |  | 0 | 41002
RDME00014 | SPHYGMOMANOMETER, ANEROIDWELCH ALLYN7670-04 | SPHYGMOMANOMETER, ANEROID | WELCH ALLYN | 7670-04 | 02089780 | SPHYGMO, ANEROID ON MOBILE STAND | WELCH ALLYN AUSTRALIA | DARETON | DARETON, COMMUNITY HEALTH |  | 0 | 41003
RE07 | BODY PROTECTED AREABODY PROTECTED | BODY PROTECTED AREA |  | BODY PROTECTED |  | RCD 1 CIRCUIT DB10 - W17 |  | BROKEN HILL | BHHS, PHYSIO | RE07 | 0 | 37073
RENAL 1 | BODY PROTECTED AREABODY PROTECTED | BODY PROTECTED AREA |  | BODY PROTECTED |  | RCD 1 CIRCUIT DB11 - W24, RCD 2 CIRCUIT DB11 - R24, RCD 3 CIRCUIT DB11 - B22, RCD 5 CIRCUIT DB11 - W22, RCD 6 CIRCUIT DB11 - R22, RCD 7 CIRCUIT DB11 - R25, RCD 8 CIRCUIT DB11 - R26 |  | BROKEN HILL | BHHS, RENAL DIALYSIS | RENAL 1 | 0 | 40968
RENAL 2 | BODY PROTECTED AREABODY PROTECTED | BODY PROTECTED AREA |  | BODY PROTECTED |  | RCD 4 CIRCUIT DB24 - B20 |  | BROKEN HILL | BHHS, RENAL DIALYSIS | RENAL 2 | 0 | 40968
RFDS-0689 | SCOPE, OTO & OPHTHALMOKEELERVISTA | SCOPE, OTO & OPHTHALMO | KEELER | VISTA | 191411 & 192415 |  | DESIGNS FOR VISION | IVANHOE | IVANHOE |  | 0 | 37073
RHBS0021 | LIFTER - PATIENTPRO-MEDDELTA 150 | LIFTER - PATIENT | PRO-MED | DELTA 150 | 40025 | SWL 150KG PATIENT LIFTER |  | WENTWORTH | WENTWORTH, WARDS | DIRTY UTILITIES | 0 | 37073
RHBS0048 | EXAM CHAIRABCOD100 | EXAM CHAIR | ABCO | D100 | 06111740 | PODIETRY CHAIR 175KG | PROFESSIONAL SUPPLY | WENTWORTH | WENTWORTH, PODIATRY | PODIATRY ROOM | 0 | 37073
RHBS0082 | BED, GENERAL-PURPOSE, ELECTRICALLY-POWEREDALRICK MANUFACTURING6500 | BED, GENERAL-PURPOSE, ELECTRICALLY-POWERED | ALRICK MANUFACTURING | 6500 | 03382 |  |  | WENTWORTH | WENTWORTH, WARDS | WARD | 0 | 37073
RHBS0083 | BED, ELECTRICPHOENIXHB2000 | BED, ELECTRIC | PHOENIX | HB2000 | IS104190 |  |  | WENTWORTH | WENTWORTH, WARDS | WARD | 0 | 37073
RHBS0084 | BED, ELECTRICPHOENIXPHOENIX | BED, ELECTRIC | PHOENIX | PHOENIX | 13490702 |  |  | WENTWORTH | WENTWORTH, WARDS | WARD | 0 | 37073
RHBS0085 | BED, ELECTRICALRICK6600 | BED, ELECTRIC | ALRICK | 6600 | 03383 |  |  | WENTWORTH | WENTWORTH, WARDS | WARD | 0 | 37073
RHBS0097 | BED, ELECTRICALRICK MANUFACTURING2001 - 7001 | BED, ELECTRIC | ALRICK MANUFACTURING | 2001 - 7001 | 04504 | WARD BED |  | WENTWORTH | WENTWORTH, HOSPICE | HOSPICE | 0 | 37073
RHBS0155 | BED, ELECTRICLIFTCARE BED COMPANYPROTEAN | BED, ELECTRIC | LIFTCARE BED COMPANY | PROTEAN | P4090 |  | HUMAN CARE AUSTRALIA | WENTWORTH | WENTWORTH, WARDS | WARD RM 1 | 0 | 37073
RHBS0156 | BED, ELECTRICTM | BED, ELECTRIC |  | TM | FL1268 |  |  | WENTWORTH | WENTWORTH, WARDS | WARD RM 2 | 0 | 37073
RHBS0158 | LIFT, PATIENT TRANSFER, MOBILEINVACARERPS350-1E | LIFT, PATIENT TRANSFER, MOBILE | INVACARE | RPS350-1E | 00H815821 | PATIENT LIFTER |  | WENTWORTH | WENTWORTH | WENTWORTH | 0 | 37073
RHBS0160 | BED, ELECTRICPHOENIX | BED, ELECTRIC | PHOENIX |  | 0511219 |  |  | WENTWORTH | WENTWORTH, WARDS | WARD RM 3 | 0 | 37073
RHBS0163 | BED, ELECTRICALRICKH632 | BED, ELECTRIC | ALRICK | H632 | 09723 |  |  | WENTWORTH | WENTWORTH, WARDS | WARD RM 3 | 0 | 37073
RHBS0166 | BED, GENERAL-PURPOSE, ELECTRICALLY-POWEREDMAXI-CARE PROMOTIONSMCP-101 | BED, GENERAL-PURPOSE, ELECTRICALLY-POWERED | MAXI-CARE PROMOTIONS | MCP-101 | 2001 | FLOOR-CARE BED |  | WENTWORTH | WENTWORTH, WARDS | WARD ROOM 4 | 0 | 37073
RHBS0167 | BED, GENERAL-PURPOSE, ELECTRICALLY-POWEREDALRICK MANUFACTURING6500 | BED, GENERAL-PURPOSE, ELECTRICALLY-POWERED | ALRICK MANUFACTURING | 6500 | 04003 |  |  | WENTWORTH | WENTWORTH, WARDS | WARD ROOM 4 | 0 | 37073
RHBS0168 | BED, ELECTRICMAXI-CARE PROMOTIONSMCP-101 | BED, ELECTRIC | MAXI-CARE PROMOTIONS | MCP-101 | 1440 | FLOOR-CARE BED |  | WENTWORTH | WENTWORTH, WARDS | WARD ROOM 4 | 0 | 37073
RHBS0169 | BED, ELECTRICPHOENIXPHOENIX | BED, ELECTRIC | PHOENIX | PHOENIX | 0510646 |  |  | WENTWORTH | WENTWORTH, WARDS | WARD ROOM 4 | 0 | 37073
RHBS0170 | BATTERY PACKLINAKBAJ100000011 | BATTERY PACK | LINAK | BAJ100000011 |  | BATTERY PACK | LINAK | WENTWORTH | WENTWORTH, WARDS | CORRIDOR | 0 | 37073
RHBS0176 | BATTERY PACKLINAKBAJ100000011 | BATTERY PACK | LINAK | BAJ100000011 |  | BATTERY PACK | LINAK | WENTWORTH | WENTWORTH, NURSES STATION | NURSES STATION | 0 | 37073
RHBS0180 | BATTERY PACKLINAKBAJ100000011 | BATTERY PACK | LINAK | BAJ100000011 |  | BATTERY PACK | LINAK | WENTWORTH | WENTWORTH, NURSES STATION | NURSES STATION | 0 | 37073
RHBS0193 | BATTERY PACKLINAKBAJ100000011 | BATTERY PACK | LINAK | BAJ100000011 |  | BATTERY PACK | LINAK | WENTWORTH | WENTWORTH, WARDS | UTILITIES | 0 | 37073
RHBS0194 | BATTERY PACKLINAKBAJ100000011 | BATTERY PACK | LINAK | BAJ100000011 |  | BATTERY PACK | LINAK | WENTWORTH | WENTWORTH, WARDS | CORRIDOR | 0 | 37073
RHBS0236 | BATTERY PACKLINAKBAJ100000011 | BATTERY PACK | LINAK | BAJ100000011 |  | BATTERY PACK | LINAK | WENTWORTH | WENTWORTH, DISTRIC HOSPITAL | VERANDAH | 0 | 37073
RHME00004 | INFUSION PUMP, GENERAL-PURPOSEFRESENIUS019192 | INFUSION PUMP, GENERAL-PURPOSE | FRESENIUS | 019192 | 20196321 | INFUSION PUMP AGILIA MC | FRESENIUS KABI | WENTWORTH | WENTWORTH |  | 1875 | 40239
RHME00005 | INFUSION PUMP, GENERAL-PURPOSEFRESENIUS019192 | INFUSION PUMP, GENERAL-PURPOSE | FRESENIUS | 019192 | 20196305 |  | PHARMATEL FRESENIUS KABI | WENTWORTH | WENTWORTH |  | 1875 | 40239
RHME00006 | INFUSION PUMP, SYRINGECAESAREA MEDICAL ELECTRONICS LTDNIKI T34 | INFUSION PUMP, SYRINGE | CAESAREA MEDICAL ELECTRONICS LTD | NIKI T34 | S24702 |  | REM SYSTEMS | WENTWORTH | WENTWORTH |  | 0 | 40219
RHME00009 | AEROSOL GENERATORVENTALAIRFORTE II | AEROSOL GENERATOR | VENTALAIR | FORTE II | 233218 | AEROSOL GENERATOR |  | WENTWORTH | WENTWORTH |  | 195 | 40991
RHME00010 | BED, ELECTRICPHOENIXHB2000 | BED, ELECTRIC | PHOENIX | HB2000 | 2090402 |  |  | WENTWORTH | WENTWORTH, WARDS |  | 0 | 41003
RHME00011 | BED, ELECTRICLIFTCARE BED COMPANYPROTEAN | BED, ELECTRIC | LIFTCARE BED COMPANY | PROTEAN | P6937 |  | HUMAN CARE AUSTRALIA | WENTWORTH | WENTWORTH, WARDS |  | 0 | 41003
RHME00012 | BATTERY PACKLINAKBAJ100000011 | BATTERY PACK | LINAK | BAJ100000011 |  | BATTERY PACK | LINAK | WENTWORTH | WENTWORTH |  | 0 | 41004
RIME00015 | INFUSION PUMP, GENERAL-PURPOSEFRESENIUS019192 | INFUSION PUMP, GENERAL-PURPOSE | FRESENIUS | 019192 | 20588686 |  | PHARMATEL FRESENIUS KABI | IVANHOE | IVANHOE |  | 1875 | 40239
RIME00016 | INFUSION PUMP, GENERAL-PURPOSEFRESENIUS019192 | INFUSION PUMP, GENERAL-PURPOSE | FRESENIUS | 019192 | 20588672 |  | PHARMATEL FRESENIUS KABI | IVANHOE | IVANHOE |  | 1875 | 40239
RIME00021 | PULSE OXIMETERMASIMORAD 5 | PULSE OXIMETER | MASIMO | RAD 5 | N41253 | PULSE OXIMETER | MASIMO AUSTRALIA PTY LTD | IVANHOE | IVANHOE | IVANHOE | 1050 | 41212
RKBS01584 | BED, ELECTRICARJO HUNTLEIGHMINUET | BED, ELECTRIC | ARJO HUNTLEIGH | MINUET | N/A |  | ARJOHUNTLEIGH | BROKEN HILL | BHHS, PAEDIATRICS |  | 2000 | 37579
RKME00001 | INFUSION PUMP, GENERAL-PURPOSEFRESENIUS019192 | INFUSION PUMP, GENERAL-PURPOSE | FRESENIUS | 019192 | 20737392 |  | PHARMATEL FRESENIUS KABI | BROKEN HILL | BHHS, SURGICAL |  | 1875 | 40149
RKME00002 | INFUSION PUMP, GENERAL-PURPOSEFRESENIUS019192 | INFUSION PUMP, GENERAL-PURPOSE | FRESENIUS | 019192 | 20736955 |  | PHARMATEL FRESENIUS KABI | BROKEN HILL | BHHS, SURGICAL |  | 1875 | 40149
RKME00003 | INFUSION PUMP, GENERAL-PURPOSEFRESENIUS019192 | INFUSION PUMP, GENERAL-PURPOSE | FRESENIUS | 019192 | 20588649 |  | PHARMATEL FRESENIUS KABI | BROKEN HILL | BHHS, SURGICAL |  | 1875 | 40149
RKME00004 | INFUSION PUMP, GENERAL-PURPOSEFRESENIUS019192 | INFUSION PUMP, GENERAL-PURPOSE | FRESENIUS | 019192 | 20588638 |  | PHARMATEL FRESENIUS KABI | BROKEN HILL | BHHS, SURGICAL |  | 1875 | 40149
RKME00005 | INFUSION PUMP, GENERAL-PURPOSEFRESENIUS019192 | INFUSION PUMP, GENERAL-PURPOSE | FRESENIUS | 019192 | 20588645 |  | PHARMATEL FRESENIUS KABI | BROKEN HILL | BHHS, SURGICAL |  | 1875 | 40149
RKME00006 | INFUSION PUMP, GENERAL-PURPOSEFRESENIUS019192 | INFUSION PUMP, GENERAL-PURPOSE | FRESENIUS | 019192 | 20588553 |  | PHARMATEL FRESENIUS KABI | BROKEN HILL | BHHS, SURGICAL |  | 1875 | 40149
RKME00007 | INFUSION PUMP, GENERAL-PURPOSEFRESENIUS019192 | INFUSION PUMP, GENERAL-PURPOSE | FRESENIUS | 019192 | 20588546 |  | PHARMATEL FRESENIUS KABI | BROKEN HILL | BHHS, SURGICAL |  | 1875 | 40149
RKME00008 | INFUSION PUMP, GENERAL-PURPOSEFRESENIUS019192 | INFUSION PUMP, GENERAL-PURPOSE | FRESENIUS | 019192 | 20588566 |  | PHARMATEL FRESENIUS KABI | BROKEN HILL | BHHS, A&E |  | 1875 | 40149
RKME00009 | INFUSION PUMP, GENERAL-PURPOSEFRESENIUS019192 | INFUSION PUMP, GENERAL-PURPOSE | FRESENIUS | 019192 | 20558064 |  | PHARMATEL FRESENIUS KABI | BROKEN HILL | BHHS, SURGICAL |  | 1875 | 40149
RKME00010 | INFUSION PUMP, GENERAL-PURPOSEFRESENIUS019192 | INFUSION PUMP, GENERAL-PURPOSE | FRESENIUS | 019192 | 20340499 |  | PHARMATEL FRESENIUS KABI | BROKEN HILL | BHHS, SURGICAL |  | 1875 | 40149
RKME00011 | INFUSION PUMP, GENERAL-PURPOSEFRESENIUS019192 | INFUSION PUMP, GENERAL-PURPOSE | FRESENIUS | 019192 | 20310364 |  | PHARMATEL FRESENIUS KABI | BROKEN HILL | BHHS, THEATRE |  | 1875 | 40149
RKME00012 | INFUSION PUMP, GENERAL-PURPOSEFRESENIUS019192 | INFUSION PUMP, GENERAL-PURPOSE | FRESENIUS | 019192 | 20434305 |  | PHARMATEL FRESENIUS KABI | BROKEN HILL | BHHS, ICU/CCU |  | 1875 | 40149
RKME00013 | INFUSION PUMP, GENERAL-PURPOSEFRESENIUS019192 | INFUSION PUMP, GENERAL-PURPOSE | FRESENIUS | 019192 | 20340475 |  | PHARMATEL FRESENIUS KABI | BROKEN HILL | BHHS, SURGICAL |  | 1875 | 40149
RKME00014 | INFUSION PUMP, GENERAL-PURPOSEFRESENIUS019192 | INFUSION PUMP, GENERAL-PURPOSE | FRESENIUS | 019192 | 20557981 |  | PHARMATEL FRESENIUS KABI | BROKEN HILL | BHHS, A&E |  | 1875 | 40149
RKME00015 | INFUSION PUMP, GENERAL-PURPOSEFRESENIUS019192 | INFUSION PUMP, GENERAL-PURPOSE | FRESENIUS | 019192 | 20588556 |  | PHARMATEL FRESENIUS KABI | BROKEN HILL | BHHS, MEDICAL |  | 1875 | 40149
RKME00016 | INFUSION PUMP, GENERAL-PURPOSEFRESENIUS019192 | INFUSION PUMP, GENERAL-PURPOSE | FRESENIUS | 019192 | 20433764 |  | PHARMATEL FRESENIUS KABI | BROKEN HILL | BHHS, RENAL DIALYSIS |  | 1875 | 40149
RKME00017 | INFUSION PUMP, GENERAL-PURPOSEFRESENIUS019192 | INFUSION PUMP, GENERAL-PURPOSE | FRESENIUS | 019192 | 20340481 |  | PHARMATEL FRESENIUS KABI | BROKEN HILL | BHHS, THEATRE |  | 1875 | 40149
RKME00018 | INFUSION PUMP, GENERAL-PURPOSEFRESENIUS019192 | INFUSION PUMP, GENERAL-PURPOSE | FRESENIUS | 019192 | 20588693 |  | PHARMATEL FRESENIUS KABI | BROKEN HILL | BHHS, A&E |  | 1875 | 40149
RKME00019 | INFUSION PUMP, GENERAL-PURPOSEFRESENIUS019192 | INFUSION PUMP, GENERAL-PURPOSE | FRESENIUS | 019192 | 20737382 |  | PHARMATEL FRESENIUS KABI | BROKEN HILL | BHHS, MEDICAL |  | 1875 | 40149
RKME00020 | INFUSION PUMP, GENERAL-PURPOSEFRESENIUS019192 | INFUSION PUMP, GENERAL-PURPOSE | FRESENIUS | 019192 | 20737413 |  | PHARMATEL FRESENIUS KABI | BROKEN HILL | BHHS, MEDICAL |  | 1875 | 40149
RKME00021 | INFUSION PUMP, GENERAL-PURPOSEFRESENIUS019192 | INFUSION PUMP, GENERAL-PURPOSE | FRESENIUS | 019192 | 20705336 |  | PHARMATEL FRESENIUS KABI | BROKEN HILL | BHHS, MEDICAL |  | 1875 | 40149
RKME00022 | INFUSION PUMP, GENERAL-PURPOSEFRESENIUS019192 | INFUSION PUMP, GENERAL-PURPOSE | FRESENIUS | 019192 | 20737405 |  | PHARMATEL FRESENIUS KABI | BROKEN HILL | BHHS, MEDICAL |  | 1875 | 40149
RKME00023 | INFUSION PUMP, GENERAL-PURPOSEFRESENIUS019192 | INFUSION PUMP, GENERAL-PURPOSE | FRESENIUS | 019192 | 20588561 |  | PHARMATEL FRESENIUS KABI | BROKEN HILL | BHHS, ONCOLOGY |  | 1875 | 40149
RKME00024 | INFUSION PUMP, GENERAL-PURPOSEFRESENIUS019192 | INFUSION PUMP, GENERAL-PURPOSE | FRESENIUS | 019192 | 20588542 |  | PHARMATEL FRESENIUS KABI | BROKEN HILL | BHHS, OBU |  | 1875 | 40149
RKME00025 | INFUSION PUMP, GENERAL-PURPOSEFRESENIUS019192 | INFUSION PUMP, GENERAL-PURPOSE | FRESENIUS | 019192 | 20588540 |  | PHARMATEL FRESENIUS KABI | BROKEN HILL | BHHS, THEATRE |  | 1875 | 40149
RKME00026 | INFUSION PUMP, GENERAL-PURPOSEFRESENIUS019192 | INFUSION PUMP, GENERAL-PURPOSE | FRESENIUS | 019192 | 20557987 |  | PHARMATEL FRESENIUS KABI | BROKEN HILL | BHHS, THEATRE |  | 1875 | 40149
RKME00027 | INFUSION PUMP, GENERAL-PURPOSEFRESENIUS019192 | INFUSION PUMP, GENERAL-PURPOSE | FRESENIUS | 019192 | 20557985 |  | PHARMATEL FRESENIUS KABI | BROKEN HILL | BHHS, ONCOLOGY |  | 1875 | 40149
RKME00028 | INFUSION PUMP, GENERAL-PURPOSEFRESENIUS019192 | INFUSION PUMP, GENERAL-PURPOSE | FRESENIUS | 019192 | 20588651 |  | PHARMATEL FRESENIUS KABI | BROKEN HILL | BHHS, SURGICAL |  | 1875 | 40149
RKME00029 | INFUSION PUMP, GENERAL-PURPOSEFRESENIUS019192 | INFUSION PUMP, GENERAL-PURPOSE | FRESENIUS | 019192 | 20340424 |  | PHARMATEL FRESENIUS KABI | BROKEN HILL | BHHS, A&E |  | 1875 | 40149
RKME00030 | INFUSION PUMP, NEONATALFRESENIUS019192 | INFUSION PUMP, NEONATAL | FRESENIUS | 019192 | 20558045 |  | PHARMATEL FRESENIUS KABI | BROKEN HILL | BHHS, OBU |  | 1875 | 40149
RKME00031 | INFUSION PUMP, GENERAL-PURPOSEFRESENIUS019192 | INFUSION PUMP, GENERAL-PURPOSE | FRESENIUS | 019192 | 20588637 |  | PHARMATEL FRESENIUS KABI | BROKEN HILL | BHHS, ONCOLOGY |  | 1875 | 40149
RKME00032 | INFUSION PUMP, GENERAL-PURPOSEFRESENIUS019192 | INFUSION PUMP, GENERAL-PURPOSE | FRESENIUS | 019192 | 20588549 |  | PHARMATEL FRESENIUS KABI | BROKEN HILL | BHHS, ONCOLOGY |  | 1875 | 40149
RKME00033 | INFUSION PUMP, GENERAL-PURPOSEFRESENIUS019192 | INFUSION PUMP, GENERAL-PURPOSE | FRESENIUS | 019192 | 20588639 |  | PHARMATEL FRESENIUS KABI | BROKEN HILL | BHHS, PAEDIATRICS |  | 1875 | 40149
RKME00034 | INFUSION PUMP, GENERAL-PURPOSEFRESENIUS019192 | INFUSION PUMP, GENERAL-PURPOSE | FRESENIUS | 019192 | 20588547 |  | PHARMATEL FRESENIUS KABI | BROKEN HILL | BHHS, RENAL DIALYSIS |  | 1875 | 40149
RKME00035 | INFUSION PUMP, GENERAL-PURPOSEFRESENIUS019192 | INFUSION PUMP, GENERAL-PURPOSE | FRESENIUS | 019192 | 20558052 |  | PHARMATEL FRESENIUS KABI | BROKEN HILL | BHHS, ONCOLOGY |  | 1875 | 40149
RKME00036 | INFUSION PUMP, GENERAL-PURPOSEFRESENIUS019192 | INFUSION PUMP, GENERAL-PURPOSE | FRESENIUS | 019192 | 20588617 |  | PHARMATEL FRESENIUS KABI | BROKEN HILL | BHHS, SURGICAL |  | 1875 | 40149
RKME00037 | INFUSION PUMP, GENERAL-PURPOSEFRESENIUS019192 | INFUSION PUMP, GENERAL-PURPOSE | FRESENIUS | 019192 | 20588643 |  | PHARMATEL FRESENIUS KABI | BROKEN HILL | BHHS, ICU/CCU |  | 1875 | 40329
RKME00038 | INFUSION PUMP, GENERAL-PURPOSEFRESENIUS019192 | INFUSION PUMP, GENERAL-PURPOSE | FRESENIUS | 019192 | 20588628 |  | PHARMATEL FRESENIUS KABI | BROKEN HILL | BHHS, OBU |  | 1875 | 40329
RKME00039 | INFUSION PUMP, GENERAL-PURPOSEFRESENIUS019192 | INFUSION PUMP, GENERAL-PURPOSE | FRESENIUS | 019192 | 20558042 |  | PHARMATEL FRESENIUS KABI | BROKEN HILL | BHHS, ICU/CCU |  | 1875 | 40149
RKME00040 | INFUSION PUMP, GENERAL-PURPOSEFRESENIUS019192 | INFUSION PUMP, GENERAL-PURPOSE | FRESENIUS | 019192 | 20557983 |  | PHARMATEL FRESENIUS KABI | BROKEN HILL | BHHS, MEDICAL |  | 1875 | 40198
RKME00041 | INFUSION PUMP, GENERAL-PURPOSEFRESENIUS019192 | INFUSION PUMP, GENERAL-PURPOSE | FRESENIUS | 019192 | 20737391 |  | PHARMATEL FRESENIUS KABI | BROKEN HILL | BHHS, MEDICAL |  | 1875 | 40149
RKME00042 | INFUSION PUMP, PAEDIATRICFRESENIUS019192 | INFUSION PUMP, PAEDIATRIC | FRESENIUS | 019192 | 20588687 |  | PHARMATEL FRESENIUS KABI | BROKEN HILL | BHHS, PAEDIATRICS |  | 1875 | 40149
RKME00043 | INFUSION PUMP, GENERAL-PURPOSEFRESENIUS019192 | INFUSION PUMP, GENERAL-PURPOSE | FRESENIUS | 019192 | 20588555 |  | PHARMATEL FRESENIUS KABI | BROKEN HILL | BHHS, ICU/CCU |  | 1875 | 40149
RKME00044 | INFUSION PUMP, GENERAL-PURPOSEFRESENIUS019192 | INFUSION PUMP, GENERAL-PURPOSE | FRESENIUS | 019192 | 20340480 |  | PHARMATEL FRESENIUS KABI | BROKEN HILL | BHHS, ICU/CCU |  | 1875 | 40198
RKME00045 | INFUSION PUMP, PAEDIATRICFRESENIUS019192 | INFUSION PUMP, PAEDIATRIC | FRESENIUS | 019192 | 20557984 |  | PHARMATEL FRESENIUS KABI | BROKEN HILL | BHHS, PAEDIATRICS |  | 1875 | 40198
RKME00046 | INFUSION PUMP, GENERAL-PURPOSEFRESENIUS019192 | INFUSION PUMP, GENERAL-PURPOSE | FRESENIUS | 019192 | 20588543 |  | PHARMATEL FRESENIUS KABI | BROKEN HILL | BHHS, MEDICAL |  | 1875 | 40149
RKME00047 | INFUSION PUMP, GENERAL-PURPOSEFRESENIUS019192 | INFUSION PUMP, GENERAL-PURPOSE | FRESENIUS | 019192 | 20558074 |  | PHARMATEL FRESENIUS KABI | BROKEN HILL | BHHS, OBU |  | 1875 | 40149
RKME00048 | INFUSION PUMP, GENERAL-PURPOSEFRESENIUS019192 | INFUSION PUMP, GENERAL-PURPOSE | FRESENIUS | 019192 | 20433767 |  | PHARMATEL FRESENIUS KABI | BROKEN HILL | BHHS, ONCOLOGY |  | 1875 | 40198
RKME00049 | INFUSION PUMP, GENERAL-PURPOSEFRESENIUS019192 | INFUSION PUMP, GENERAL-PURPOSE | FRESENIUS | 019192 | 20310344 |  | PHARMATEL FRESENIUS KABI | BROKEN HILL | BHHS, THEATRE |  | 1875 | 40198
RKME00050 | INFUSION PUMP, GENERAL-PURPOSEFRESENIUS019192 | INFUSION PUMP, GENERAL-PURPOSE | FRESENIUS | 019192 | 20310390 |  | PHARMATEL FRESENIUS KABI | BROKEN HILL | BHHS, SURGICAL |  | 1875 | 40149
RKME00051 | INFUSION PUMP, GENERAL-PURPOSEFRESENIUS019192 | INFUSION PUMP, GENERAL-PURPOSE | FRESENIUS | 019192 | 20737408 |  | PHARMATEL FRESENIUS KABI | BROKEN HILL | BHHS, A&E |  | 1875 | 40149
RKME00052 | INFUSION PUMP, GENERAL-PURPOSEFRESENIUS019192 | INFUSION PUMP, GENERAL-PURPOSE | FRESENIUS | 019192 | 20737384 |  | PHARMATEL FRESENIUS KABI | BROKEN HILL | BHHS, MEDICAL |  | 1875 | 40198
RKME00053 | INFUSION PUMP, GENERAL-PURPOSEFRESENIUS019192 | INFUSION PUMP, GENERAL-PURPOSE | FRESENIUS | 019192 | 20737088 |  | PHARMATEL FRESENIUS KABI | BROKEN HILL | BHHS, MEDICAL |  | 1875 | 40149
RKME00054 | INFUSION PUMP, GENERAL-PURPOSEFRESENIUS019192 | INFUSION PUMP, GENERAL-PURPOSE | FRESENIUS | 019192 | 20588544 |  | PHARMATEL FRESENIUS KABI | BROKEN HILL | BHHS, A&E |  | 1875 | 40149
RKME00055 | INFUSION PUMP, GENERAL-PURPOSEFRESENIUS019192 | INFUSION PUMP, GENERAL-PURPOSE | FRESENIUS | 019192 | 20737412 |  | PHARMATEL FRESENIUS KABI | BROKEN HILL | BHHS, MEDICAL |  | 1875 | 40149
RKME00056 | INFUSION PUMP, GENERAL-PURPOSEFRESENIUS019192 | INFUSION PUMP, GENERAL-PURPOSE | FRESENIUS | 019192 | 20737398 |  | PHARMATEL FRESENIUS KABI | BROKEN HILL | BHHS, MEDICAL |  | 1875 | 40198
RKME00057 | INFUSION PUMP, GENERAL-PURPOSEFRESENIUS019192 | INFUSION PUMP, GENERAL-PURPOSE | FRESENIUS | 019192 | 20737360 |  | PHARMATEL FRESENIUS KABI | BROKEN HILL | BHHS, MEDICAL |  | 1875 | 40198
RKME00058 | INFUSION PUMP, GENERAL-PURPOSEFRESENIUS019192 | INFUSION PUMP, GENERAL-PURPOSE | FRESENIUS | 019192 | 20737366 |  | PHARMATEL FRESENIUS KABI | BROKEN HILL | BHHS, MEDICAL |  | 1875 | 40149
RKME00059 | INFUSION PUMP, GENERAL-PURPOSEFRESENIUS019192 | INFUSION PUMP, GENERAL-PURPOSE | FRESENIUS | 019192 | 20737404 |  | PHARMATEL FRESENIUS KABI | BROKEN HILL | BHHS, A&E |  | 1875 | 40149
RKME00060 | INFUSION PUMP, GENERAL-PURPOSEFRESENIUS019192 | INFUSION PUMP, GENERAL-PURPOSE | FRESENIUS | 019192 | 20737419 |  | PHARMATEL FRESENIUS KABI | BROKEN HILL | BHHS, SURGICAL |  | 1875 | 40149
RKME00061 | INFUSION PUMP, GENERAL-PURPOSEFRESENIUS019192 | INFUSION PUMP, GENERAL-PURPOSE | FRESENIUS | 019192 | 20737380 |  | PHARMATEL FRESENIUS KABI | BROKEN HILL | BHHS, MEDICAL |  | 1875 | 40149
RKME00062 | INFUSION PUMP, GENERAL-PURPOSEFRESENIUS019192 | INFUSION PUMP, GENERAL-PURPOSE | FRESENIUS | 019192 | 20737099 |  | PHARMATEL FRESENIUS KABI | BROKEN HILL | BHHS, SURGICAL |  | 1875 | 40198
RKME00063 | INFUSION PUMP, GENERAL-PURPOSEFRESENIUS019192 | INFUSION PUMP, GENERAL-PURPOSE | FRESENIUS | 019192 | 20737094 |  | PHARMATEL FRESENIUS KABI | BROKEN HILL | BHHS, MEDICAL |  | 1875 | 40149
RKME00064 | INFUSION PUMP, GENERAL-PURPOSEFRESENIUS019192 | INFUSION PUMP, GENERAL-PURPOSE | FRESENIUS | 019192 | 20737385 |  | PHARMATEL FRESENIUS KABI | BROKEN HILL | BHHS, A&E |  | 1875 | 40149
RKME00065 | INFUSION PUMP, GENERAL-PURPOSEFRESENIUS019192 | INFUSION PUMP, GENERAL-PURPOSE | FRESENIUS | 019192 | 20737414 |  | PHARMATEL FRESENIUS KABI | BROKEN HILL | BHHS, MEDICAL |  | 1875 | 40149
RKME00066 | INFUSION PUMP, GENERAL-PURPOSEFRESENIUS019192 | INFUSION PUMP, GENERAL-PURPOSE | FRESENIUS | 019192 | 20737407 |  | PHARMATEL FRESENIUS KABI | BROKEN HILL | BHHS, SURGICAL |  | 1875 | 40149
RKME00067 | INFUSION PUMP, PAEDIATRICFRESENIUS019192 | INFUSION PUMP, PAEDIATRIC | FRESENIUS | 019192 | 20737409 | INFUSION PUMP AGILIA MC | PHARMATEL FRESENIUS KABI | BROKEN HILL | BHHS, PAEDIATRICS |  | 1875 | 40149
RKME00068 | INFUSION PUMP, GENERAL-PURPOSEFRESENIUS019192 | INFUSION PUMP, GENERAL-PURPOSE | FRESENIUS | 019192 | 20736954 |  | PHARMATEL FRESENIUS KABI | BROKEN HILL | BHHS, SURGICAL |  | 1875 | 40149
RKME00069 | INFUSION PUMP, GENERAL-PURPOSEFRESENIUS019192 | INFUSION PUMP, GENERAL-PURPOSE | FRESENIUS | 019192 | 20737397 |  | PHARMATEL FRESENIUS KABI | BROKEN HILL | BHHS, SURGICAL |  | 1875 | 40149
RKME00070 | INFUSION PUMP, GENERAL-PURPOSEFRESENIUS019192 | INFUSION PUMP, GENERAL-PURPOSE | FRESENIUS | 019192 | 20737390 |  | PHARMATEL FRESENIUS KABI | BROKEN HILL | BHHS, MEDICAL |  | 1875 | 40149
RKME00071 | INFUSION PUMP, GENERAL-PURPOSEFRESENIUS019192 | INFUSION PUMP, GENERAL-PURPOSE | FRESENIUS | 019192 | 20340467 |  | PHARMATEL FRESENIUS KABI | BROKEN HILL | BHHS, SURGICAL |  | 1875 | 40149
RKME00072 | INFUSION PUMP, NEONATALFRESENIUS019192 | INFUSION PUMP, NEONATAL | FRESENIUS | 019192 | 20588685 |  | PHARMATEL FRESENIUS KABI | BROKEN HILL | BHHS, OBU |  | 1875 | 40149
RKME00073 | INFUSION PUMP, NEONATALFRESENIUS019192 | INFUSION PUMP, NEONATAL | FRESENIUS | 019192 | 20588659 |  | PHARMATEL FRESENIUS KABI | BROKEN HILL | BHHS, OBU |  | 1875 | 40149
RKME00074 | INFUSION PUMP, NEONATALFRESENIUS019192 | INFUSION PUMP, NEONATAL | FRESENIUS | 019192 | 20588669 |  | PHARMATEL FRESENIUS KABI | BROKEN HILL | BHHS, PAEDIATRICS |  | 1875 | 40149
RKME00075 | INFUSION PUMP, NEONATALFRESENIUS019192 | INFUSION PUMP, NEONATAL | FRESENIUS | 019192 | 20588699 |  | PHARMATEL FRESENIUS KABI | BROKEN HILL | BHHS, PAEDIATRICS |  | 1875 | 40149
RKME00077 | CHAIR, EXAMINATION AND TREATMENTFRESENIUST600 | CHAIR, EXAMINATION AND TREATMENT | FRESENIUS | T600 | 600T10101973 | CHAIR 6 | ARTISTIC HEALTHCARE | BROKEN HILL | BHHS, RENAL DIALYSIS |  | 5000 | 40484
RKME00078 | CHAIR, EXAMINATION AND TREATMENTFRESENIUST600 | CHAIR, EXAMINATION AND TREATMENT | FRESENIUS | T600 | 600T10101972 |  | ARTISTIC HEALTHCARE | BROKEN HILL | BHHS, RENAL DIALYSIS |  | 5000 | 40484
RKME00078BAT | BATTERY, SECONDARYLINAKBA2016-0200-000 | BATTERY, SECONDARY | LINAK | BA2016-0200-000 |  | MB514A | MASTER INSTRUMENTS | BROKEN HILL | BHHS, RENAL DIALYSIS | BHHS, RENAL DIALYSIS | 0 | 43970
RKME00080 | ECG, MACHINEPHILIPS MEDICAL SYSTEMSTC50 | ECG, MACHINE | PHILIPS MEDICAL SYSTEMS | TC50 | USN1002067 | ECG MACHINE | PHILIPS HEALTHCARE | BROKEN HILL | BHHS, SURGICAL | BHHS, SURGICAL | 10757 | 40122
RKME00080BAT | BATTERY, SECONDARYMASTER INSTRUMENTSDR202SH | BATTERY, SECONDARY | MASTER INSTRUMENTS | DR202SH | CCL18L04593 | TC50 BATTERY | MASTER INSTRUMENTS | BROKEN HILL | BHHS, ICU/CCU | BHHS, ICU/CCU | 78 | 43523
RKME00081 | AEROSOL GENERATORAEROGENAERONEB PRO | AEROSOL GENERATOR | AEROGEN | AERONEB PRO | AP-021094 | AEROSOL GENERATOR | TAG MEDICAL | BROKEN HILL | BHHS, ICU/CCU | BHHS, ICU/CCU | 0 | 40498
RKME00084 | CHAIR, POSITIONING, ELECTRIC | CHAIR, POSITIONING, ELECTRIC |  |  |  | CHAIR, ELECTRIC |  | BROKEN HILL | BHHS, PALIATIVE CARE |  | 0 | 40500
RKME00085 | REGULATOR, VACUUMKCI60095C | REGULATOR, VACUUM | KCI | 60095C | VEIR00086 | ACTIV.A.C. | KCI AUSTRALIA | BROKEN HILL | BHHS, SURGICAL |  | 0 | 40501
RKME00086 | BLADDER VOLUME MEASURING UNITVERATHONBVI 9400 | BLADDER VOLUME MEASURING UNIT | VERATHON | BVI 9400 | B4008034 | BLADDERSCAN | VERATHON MEDICAL (AUSTRALIA) | BROKEN HILL | BHHS, SURGICAL | BHHS, SURGICAL | 17900 | 40504
RKME00087 | BATTERY CHARGERVERATHON0570-0193 | BATTERY CHARGER | VERATHON | 0570-0193 |  | BATTERY CHARGER / WIRELESS HUB FOR A BLADDERSCAN BVI 9400 | VERATHON MEDICAL (AUSTRALIA) | BROKEN HILL | BHHS, SURGICAL |  | 0 | 40504
RKME00090 | TESTER, RCDMEMIE A'ASIA PTY LTDASRCD | TESTER, RCD | MEMIE A'ASIA PTY LTD | ASRCD | 2100212 | RCD TESTER | MEMIE A'ASIA PTY LTD | BROKEN HILL | BHHS, BIOMEDICAL |  | 0 | 40519
RKME00091 | SCALE, STAND-ON, PATIENTWEDDERBURNWM301 | SCALE, STAND-ON, PATIENT | WEDDERBURN | WM301 | WE300005 | HANDRAIL PHYSICIAN SCALE | WEDDERBURN SCALES | BROKEN HILL | BHHS, MEDICAL |  | 0 | 40603
RKME00092 | SCALE, STAND-ON, PATIENTWEDDERBURNWM301 | SCALE, STAND-ON, PATIENT | WEDDERBURN | WM301 | WE300002 | HANDRAIL PHYSICIAN SCALE | WEDDERBURN SCALES | BROKEN HILL | BHHS, SURGICAL | BHHS, SURGICAL | 0 | 40603
RKME00092BAT | BATTERY, SECONDARYPANASONICLC-R064R5P | BATTERY, SECONDARY | PANASONIC | LC-R064R5P |  |  | MASTER INSTRUMENTS | BROKEN HILL | BHHS, SURGICAL | BHHS, SURGICAL | 0 | 42108
RKME00093 | SCALE, STAND-ON, PATIENTWEDDERBURNWM301 | SCALE, STAND-ON, PATIENT | WEDDERBURN | WM301 | WE300010 | HANDRAIL PHYSICIAN SCALE | WEDDERBURN SCALES | BROKEN HILL | BHHS, SPECIALIST CLINIC |  | 0 | 40603
RKME00094 | SCALE, STAND-ON, PATIENTWEDDERBURNWM301 | SCALE, STAND-ON, PATIENT | WEDDERBURN | WM301 | WE300006 | HANDRAIL PHYSICIAN SCALE | WEDDERBURN SCALES | BROKEN HILL | BHHS, A&E |  | 0 | 40603
RKME00094BAT | BATTERY, SECONDARYPANASONICLC-R064R5P | BATTERY, SECONDARY | PANASONIC | LC-R064R5P |  |  | MASTER INSTRUMENTS | BROKEN HILL | BHHS, A&E | BHHS, A&E | 0 | 42108
RKME00095 | SPHYGMOMANOMETER, ANEROIDWELCH ALLYN7670-04 | SPHYGMOMANOMETER, ANEROID | WELCH ALLYN | 7670-04 | 101005124906 | SPHYGMOMANOMETERS, ANEROID | WELCH ALLYN AUSTRALIA | BROKEN HILL | BHHS, MEDICAL |  | 0 | 40605
RKME00096 | SPHYGMOMANOMETER, ANEROIDWELCH ALLYN7670-04 | SPHYGMOMANOMETER, ANEROID | WELCH ALLYN | 7670-04 | 101012203414 | SPHYGMOMANOMETERS, ANEROID | WELCH ALLYN AUSTRALIA | BROKEN HILL | BHHS, MEDICAL |  | 0 | 40605
RKME00097 | SPHYGMOMANOMETER, ANEROIDWELCH ALLYN7670-04 | SPHYGMOMANOMETER, ANEROID | WELCH ALLYN | 7670-04 |  | SPHYGMOMANOMETERS, ANEROID | WELCH ALLYN AUSTRALIA | BROKEN HILL | BHHS, MEDICAL |  | 0 | 40605
RKME00099 | TRANSFORMER, ISOLATIONTORTECHMT-240-500 | TRANSFORMER, ISOLATION | TORTECH | MT-240-500 |  | ISOLATION TRANSFORMER | TORTECH | BROKEN HILL | BHHS, ICU/CCU |  | 600 | 40585
RKME00100 | INFUSION PUMP, SYRINGEFRESENIUS018192 | INFUSION PUMP, SYRINGE | FRESENIUS | 018192 | 20886820 | INJECTOMAT MC AGILIA AUS | FRESENIUS KABI | BROKEN HILL | BHHS, PAEDIATRICS | BHHS, PAEDIATRICS | 2392 | 40330
RKME00101 | INFUSION PUMP, SYRINGEFRESENIUS018192 | INFUSION PUMP, SYRINGE | FRESENIUS | 018192 | 20886827 | INJECTOMAT MC AGILIA AUS | FRESENIUS KABI | BROKEN HILL | BHHS, ICU/CCU |  | 2392 | 40330
RKME00102 | INFUSION PUMP, SYRINGEFRESENIUS018192 | INFUSION PUMP, SYRINGE | FRESENIUS | 018192 | 20886829 | INJECTOMAT MC AGILIA AUS | FRESENIUS KABI | BROKEN HILL | BHHS, THEATRE |  | 2392 | 40330
RKME00103 | INFUSION PUMP, SYRINGEFRESENIUS018192 | INFUSION PUMP, SYRINGE | FRESENIUS | 018192 | 20886828 | INJECTOMAT MC AGILIA AUS | FRESENIUS KABI | BROKEN HILL | BHHS, ICU/CCU |  | 2392 | 40330
RKME00105 | PULSE OXIMETERMASIMORAD 5 | PULSE OXIMETER | MASIMO | RAD 5 | N18130 |  | MASIMO AUSTRALIA PTY LTD | BROKEN HILL | BHHS, OBU |  | 1050 | 40365
RKME00109 | RESUSCITATION TABLE, INFANTDRAGERRW82VHA-1C | RESUSCITATION TABLE, INFANT | DRAGER | RW82VHA-1C | VX06065 | AIR-SHIELDS RESUSCITAIRE | DRAGER | BROKEN HILL | BHHS, OBU |  | 25333 | 40400
RKME00111 | VENTILATOR, INTENSIVE CAREPURITAN-BENNETT CORPPB 840 | VENTILATOR, INTENSIVE CARE | PURITAN-BENNETT CORP | PB 840 | 3510072365 | VENTILATOR | MEDTRONIC COVIDIEN | BROKEN HILL | BHHS, ICU/CCU |  | 50000 | 39264
RKME00118 | SPHYGMOMANOMETER, ELECTRONIC, AUTOMATICWELCH ALLYNABPM 6100 | SPHYGMOMANOMETER, ELECTRONIC, AUTOMATIC | WELCH ALLYN | ABPM 6100 | 00047025 |  | COTTMAN AUSTRALIA | BROKEN HILL | BHHS, SPECIALIST CLINIC |  | 0 | 40609
RKME00119 | SPHYGMOMANOMETER, ANEROIDWELCH ALLYN7670-04 | SPHYGMOMANOMETER, ANEROID | WELCH ALLYN | 7670-04 | 100719175943 | SPHYGMOMANOMETERS, ANEROID | WELCH ALLYN AUSTRALIA | BROKEN HILL | BHHS, MEDICAL |  | 0 | 40605
RKME00120 | SPHYGMOMANOMETER, ANEROIDWELCH ALLYN7670-04 | SPHYGMOMANOMETER, ANEROID | WELCH ALLYN | 7670-04 | 101022081410 | SPHYGMOMANOMETERS, ANEROID | WELCH ALLYN AUSTRALIA | BROKEN HILL | BHHS, OBU |  | 0 | 40605
RKME00121 | SPHYGMOMANOMETER, ANEROIDWELCH ALLYN7670-04 | SPHYGMOMANOMETER, ANEROID | WELCH ALLYN | 7670-04 | 100924085501 | SPHYGMOMANOMETERS, ANEROID | WELCH ALLYN AUSTRALIA | BROKEN HILL | BHHS, SPECIALIST CLINIC |  | 0 | 40605
RKME00122 | SPHYGMOMANOMETER, ANEROIDWELCH ALLYN7670-04 | SPHYGMOMANOMETER, ANEROID | WELCH ALLYN | 7670-04 | 101022080659 | SPHYGMOMANOMETERS, ANEROID | WELCH ALLYN AUSTRALIA | BROKEN HILL | BHHS, ICU/CCU |  | 0 | 40605
RKME00123 | SPHYGMOMANOMETER, ANEROIDWELCH ALLYN7670-04 | SPHYGMOMANOMETER, ANEROID | WELCH ALLYN | 7670-04 | 100719104319 | SPHYGMOMANOMETERS, ANEROID | WELCH ALLYN AUSTRALIA | BROKEN HILL | BHHS, SPECIALIST CLINIC |  | 0 | 40605
RKME00124 | SPHYGMOMANOMETER, ANEROIDWELCH ALLYN7670-04 | SPHYGMOMANOMETER, ANEROID | WELCH ALLYN | 7670-04 | 101015122939 | SPHYGMOMANOMETERS, ANEROID | WELCH ALLYN AUSTRALIA | BROKEN HILL | BHHS, SPECIALIST CLINIC |  | 0 | 40605
RKME00125 | SPHYGMOMANOMETER, ANEROIDWELCH ALLYN7670-04 | SPHYGMOMANOMETER, ANEROID | WELCH ALLYN | 7670-04 | 100716090456 | SPHYGMOMANOMETERS, ANEROID | WELCH ALLYN AUSTRALIA | BROKEN HILL | BHHS, SPECIALIST CLINIC |  | 0 | 40605
RKME00131 | URODYNAMIC MEASUREMENT SYSTEMLABORIE MEDICAL TECHNOLIGIESUROCAP-III | URODYNAMIC MEASUREMENT SYSTEM | LABORIE MEDICAL TECHNOLIGIES | UROCAP-III | UCE09021987 |  | SYDMED PTY LTD | BROKEN HILL | BHHS, SPECIALIST CLINIC |  | 0 | 40259
RKME00132 | OPHTHALMOSCOPE, PANOPTICWELCH ALLYN71943 | OPHTHALMOSCOPE, PANOPTIC | WELCH ALLYN | 71943 |  | PANOPTIC OPHTHALMOSCOPE | WELCH ALLYN AUSTRALIA | BROKEN HILL | BHHS, A&E |  | 0 | 40637
RKME00133 | LIFT, PATIENT TRANSFER, MOBILEKERRY EQUIPMENTKH804 | LIFT, PATIENT TRANSFER, MOBILE | KERRY EQUIPMENT | KH804 | 8004-008 |  |  | BROKEN HILL | BHHS, MORTUARY |  | 0 | 40641
RKME00133BAT | BATTERY, SECONDARYKERRY EQUIPMENTKH804 | BATTERY, SECONDARY | KERRY EQUIPMENT | KH804 |  | 4X LC-R061R3P |  | BROKEN HILL | BHHS, MORTUARY |  | 30.64 | 42123
RKME00136 | COLPOSCOPEOLYMPUSOCS-500 | COLPOSCOPE | OLYMPUS | OCS-500 | 710056 |  | OLYMPUS AUSTRALIA PTY. LTD. | BROKEN HILL | BHHS, SPECIALIST CLINIC | SC15 | 0 | 39415
RKME00141 | TEST VOLUME REPAIR FIXTUREWELCH ALLYN401028 | TEST VOLUME REPAIR FIXTURE | WELCH ALLYN | 401028 | 1274 | TEST VOLUME REPAIR FIXTURE | WELCH ALLYN AUSTRALIA | BROKEN HILL | BHHS, BIOMEDICAL |  | 0 | 40682
RKME00151 | BISPECTRAL INDEX MONITORPHILIPS MEDICAL SYSTEMSM1034A | BISPECTRAL INDEX MONITOR | PHILIPS MEDICAL SYSTEMS | M1034A | DE11018087 | BIS | PHILIPS HEALTHCARE | BROKEN HILL | BHHS, ICU/CCU |  | 0 | 40684
RKME00153 | PULSE OXIMETERGE HEALTHCARETUFFSAT | PULSE OXIMETER | GE HEALTHCARE | TUFFSAT | FCB11120005SA | TUFFSAT PULSE OXIMETER | GE HEALTHCARE | WHITE CLIFFS | WHITE CLIFFS, CLINIC | WHITE CLIFFS, CLINIC | 0 | 40751
RKME00154 | SPIROMETER, DIAGNOSTICNDD MEDICAL TECHNOLOGIES2001 | SPIROMETER, DIAGNOSTIC | NDD MEDICAL TECHNOLOGIES | 2001 | 102862 | EASYONE | NICHE MEDICAL | WHITE CLIFFS | WHITE CLIFFS | WHITE CLIFFS | 2823 | 40751
RKME00155 | CHAIR, DISABLED PERSONOSCAR FURNITUREB24 | CHAIR, DISABLED PERSON | OSCAR FURNITURE | B24 |  |  |  | BROKEN HILL | BHHS, PALIATIVE CARE |  | 0 | 40767
RKME00155BAT | BATTERY, SECONDARYLINAKBA1811-1300-000 | BATTERY, SECONDARY | LINAK | BA1811-1300-000 |  | BATTERY PACK 24V 1.3AH SLA (2X 12V 1.3AH SLA BATTERIES) | LINAK | BROKEN HILL | BHHS, PALIATIVE CARE | BHHS, PALIATIVE CARE | 0 | 41921
RKME00156 | VOLUMAT MAINTANCE KITFRESENIUSVOLUMAT MAINTAINANCE KIT | VOLUMAT MAINTANCE KIT | FRESENIUS | VOLUMAT MAINTAINANCE KIT |  |  | FRESENIUS KABI | BROKEN HILL | BHHS, BIOMEDICAL |  | 0 | 40772
RKME00158 | MONITOR, VISUAL DISPLAY UNITLGE2210P-BNW.AAVKOPN | MONITOR, VISUAL DISPLAY UNIT | LG | E2210P-BNW.AAVKOPN | 105NDAYC2048 |  | TECHBUY PTY LTD | BROKEN HILL | BHHS, RADIOLOGY |  | 210 | 40806
RKME00159 | MONITOR, VISUAL DISPLAY UNITLGE2210P-BNW.AAVKOPN | MONITOR, VISUAL DISPLAY UNIT | LG | E2210P-BNW.AAVKOPN | 104NDXQJ6050 |  | TECHBUY PTY LTD | BROKEN HILL | BHHS, RADIOLOGY |  | 210 | 40806
RKME00160 | POWER SUPPLY, VARIABLE VOLTAGETHURLBY THANDARPL303 | POWER SUPPLY, VARIABLE VOLTAGE | THURLBY THANDAR | PL303 | 350514 |  | ELEMENT 14 (FARNELL) | BROKEN HILL | BHHS, BIOMEDICAL | BI01 | 892 | 40728
RKME00161 | SCALE, BABYCHARDERCUPID 2 | SCALE, BABY | CHARDER | CUPID 2 |  |  | MEDSHOP AUSTRALIA | BROKEN HILL | BHHS, DIETICIANS |  | 0 | 40807
RKME00162 | RESUSCITATION TABLE, INFANTDRAGERRW82VHA-1C | RESUSCITATION TABLE, INFANT | DRAGER | RW82VHA-1C | AG06819 | AIR-SHIELDS RESUSCITAIRE | DRAGER | BROKEN HILL | BHHS, OBU |  | 25333 | 40812
RKME00163 | INFUSION PUMP, SYRINGECAESAREA MEDICAL ELECTRONICS LTDNIKI T34 | INFUSION PUMP, SYRINGE | CAESAREA MEDICAL ELECTRONICS LTD | NIKI T34 | 20965 |  | REM SYSTEMS | WENTWORTH | WENTWORTH |  | 0 | 40219
RKME00164 | INFUSION PUMP, SYRINGECAESAREA MEDICAL ELECTRONICS LTDNIKI T34 | INFUSION PUMP, SYRINGE | CAESAREA MEDICAL ELECTRONICS LTD | NIKI T34 | 21017 |  | REM SYSTEMS | BALRANALD | BALRANALD |  | 0 | 40219
RKME00165 | INFUSION PUMP, SYRINGECAESAREA MEDICAL ELECTRONICS LTDNIKI T34 | INFUSION PUMP, SYRINGE | CAESAREA MEDICAL ELECTRONICS LTD | NIKI T34 | 20967 |  | REM SYSTEMS | BROKEN HILL | BHHS, MEDICAL |  | 0 | 40219
RKME00166 | INFUSION PUMP, SYRINGECAESAREA MEDICAL ELECTRONICS LTDNIKI T34 | INFUSION PUMP, SYRINGE | CAESAREA MEDICAL ELECTRONICS LTD | NIKI T34 | 21014 |  | REM SYSTEMS | BROKEN HILL | BHHS, MEDICAL |  | 0 | 40219
RKME00167 | INFUSION PUMP, SYRINGECAESAREA MEDICAL ELECTRONICS LTDNIKI T34 | INFUSION PUMP, SYRINGE | CAESAREA MEDICAL ELECTRONICS LTD | NIKI T34 | 21013 |  | REM SYSTEMS | BROKEN HILL | BHHS, MEDICAL |  | 0 | 40219
RKME00168 | INFUSION PUMP, SYRINGECAESAREA MEDICAL ELECTRONICS LTDNIKI T34 | INFUSION PUMP, SYRINGE | CAESAREA MEDICAL ELECTRONICS LTD | NIKI T34 | 21015 |  | REM SYSTEMS | BROKEN HILL | BHHS, MEDICAL |  | 0 | 40219
RKME00169 | INFUSION PUMP, SYRINGECAESAREA MEDICAL ELECTRONICS LTDNIKI T34 | INFUSION PUMP, SYRINGE | CAESAREA MEDICAL ELECTRONICS LTD | NIKI T34 | 21012 |  | REM SYSTEMS | BROKEN HILL | BHHS, SURGICAL |  | 0 | 40219
RKME00170 | INFUSION PUMP, SYRINGECAESAREA MEDICAL ELECTRONICS LTDNIKI T34 | INFUSION PUMP, SYRINGE | CAESAREA MEDICAL ELECTRONICS LTD | NIKI T34 | S21016 |  | REM SYSTEMS | BROKEN HILL | BHHS, SURGICAL |  | 0 | 40219
RKME00171 | PULSE OXIMETERMASIMORAD 5 | PULSE OXIMETER | MASIMO | RAD 5 | N33610 |  | MASIMO AUSTRALIA PTY LTD | BROKEN HILL | BHHS, A&E | BHHS, A&E | 1050 | 40365
RKME00172 | PULSE OXIMETERMASIMORAD 5 | PULSE OXIMETER | MASIMO | RAD 5 | N33681 |  | MASIMO AUSTRALIA PTY LTD | BROKEN HILL | BHHS, A&E |  | 1050 | 40365
RKME00173 | PULSE OXIMETERMASIMORAD 5 | PULSE OXIMETER | MASIMO | RAD 5 | N33914 |  | MASIMO AUSTRALIA PTY LTD | BROKEN HILL | BHHS, OBU | BHHS, OBU | 1050 | 40365
RKME00176 | BATTERY PACKLINAKBAJ100000011 | BATTERY PACK | LINAK | BAJ100000011 |  | BATTERY PACK | LINAK | BROKEN HILL | BHHS |  | 0 | 37073
RKME00180 | ACCESSORY, CLEANING, FOR ENDOSCOPEMEDIVATORECA-100G | ACCESSORY, CLEANING, FOR ENDOSCOPE | MEDIVATOR | ECA-100G | 204342 | SCOPE BUDDY | C.R. KENNEDY | BROKEN HILL | BHHS, THEATRE |  | 0 | 40842
RKME00183 | POWER SUPPLY, CHARGER UNITFRESENIUS073482 | POWER SUPPLY, CHARGER UNIT | FRESENIUS | 073482 | 20464467 | MOUNTING & CHARGING BRACKET 4 UNIT | FRESENIUS KABI | BROKEN HILL | BHHS, BIOMEDICAL | BI01 | 0 | 40856
RKME00184 | ANAESTHETIC SYSTEMGE HEALTHCAREAISYS | ANAESTHETIC SYSTEM | GE HEALTHCARE | AISYS | ANAQ01113 |  | G.E. HEALTHCARE | BROKEN HILL | BHHS, THEATRE |  | 55000 | 40843
RKME00194 | VITAL SIGNS MONITORWELCH ALLYN53S00 | VITAL SIGNS MONITOR | WELCH ALLYN | 53S00 | JA107803 |  | WELCH ALLYN AUSTRALIA | TIBOOBURRA | TIBOOBURRA, WARDS | TIBOOBURRA, WARDS | 0 | 40869
RKME00194BAT | BATTERY, SECONDARYMASTER INSTRUMENTSMB926 | BATTERY, SECONDARY | MASTER INSTRUMENTS | MB926 |  |  | MASTER INSTRUMENTS | TIBOOBURRA | TIBOOBURRA |  | 0 | 41790
RKME00196 | SPHYGMOMANOMETER, ANEROIDSPEIDEL & KELLERMAXI STABIL 3 | SPHYGMOMANOMETER, ANEROID | SPEIDEL & KELLER | MAXI STABIL 3 | 96012747 |  |  | BROKEN HILL | BHHS, PRIMARY HEALTH |  | 0 | 37073
RKME00197 | FRESENIUS |  | FRESENIUS |  |  | INJECTOMAT CALIBRATION TEST KIT | FRESENIUS KABI | BROKEN HILL | BHHS, BIOMEDICAL |  | 0 | 40879
RKME00198 | LIGHT, EXAMINATION, MOBILEPLANET LIGHTINGUDP | LIGHT, EXAMINATION, MOBILE | PLANET LIGHTING | UDP |  |  |  | BROKEN HILL | BHHS, A&E |  | 0 | 40892
RKME00199 | EXERCISER, TREADMILLSPORTS ARTT652MD | EXERCISER, TREADMILL | SPORTS ART | T652MD | 0262834 |  | REHAB TECHNOLOGY | BROKEN HILL | BHHS, PHYSIO |  | 0 | 40893
RKME00204 | OXYGEN CONCENTRATORRESPIRONICS INCEVERFLO OPI | OXYGEN CONCENTRATOR | RESPIRONICS INC | EVERFLO OPI | 0007822 | OXYGEN CONCENTRATOR | BOC OXYCARE | BROKEN HILL | BHHS, PALIATIVE CARE |  | 0 | 40912
RKME00205 | OXYGEN CONCENTRATORRESPIRONICS INCEVERFLO OPI | OXYGEN CONCENTRATOR | RESPIRONICS INC | EVERFLO OPI | 0011324 | OXYGEN CONCENTRATOR | BOC OXYCARE | BROKEN HILL | BHHS, PALIATIVE CARE |  | 0 | 40912
RKME00206 | OXYGEN CONCENTRATORRESPIRONICS INCEVERFLO OPI | OXYGEN CONCENTRATOR | RESPIRONICS INC | EVERFLO OPI | 0011483 | OXYGEN CONCENTRATOR | BOC OXYCARE | BROKEN HILL | BHHS, PALIATIVE CARE |  | 0 | 40912
RKME00207 | OXYGEN CONCENTRATORRESPIRONICS INCEVERFLO OPI | OXYGEN CONCENTRATOR | RESPIRONICS INC | EVERFLO OPI | 0009683 | OXYGEN CONCENTRATOR | BOC OXYCARE | BROKEN HILL | BHHS, PALIATIVE CARE |  | 0 | 40912
RKME00208 | OXYGEN CONCENTRATORRESPIRONICS INCEVERFLO OPI | OXYGEN CONCENTRATOR | RESPIRONICS INC | EVERFLO OPI | 0011267 | OXYGEN CONCENTRATOR | BOC OXYCARE | BROKEN HILL | BHHS, PALIATIVE CARE |  | 0 | 40912
RKME00209 | OXYGEN CONCENTRATORRESPIRONICS INCEVERFLO OPI | OXYGEN CONCENTRATOR | RESPIRONICS INC | EVERFLO OPI | 0011428 | OXYGEN CONCENTRATOR | BOC OXYCARE | BROKEN HILL | BHHS, PALIATIVE CARE | BHHS, PALIATIVE CARE | 0 | 40912
RKME00210 | OXYGEN CONCENTRATORRESPIRONICS INCEVERFLO OPI | OXYGEN CONCENTRATOR | RESPIRONICS INC | EVERFLO OPI | 0010700 | OXYGEN CONCENTRATOR | BOC OXYCARE | WILCANNIA | WILCANNIA |  | 0 | 40912
RKME00211 | FLOWMETER, GAS, CALIBRATIONNETECHDIGIFLO 1000 | FLOWMETER, GAS, CALIBRATION | NETECH | DIGIFLO 1000 | 28823 | GAS FLOW METER | CHIVAUNE CONSULTANTS | BROKEN HILL | BHHS, BIOMEDICAL |  | 0 | 40913
RKME00212 | HEATING UNIT, HOT PACKCHATTANOOGASS-2 | HEATING UNIT, HOT PACK | CHATTANOOGA | SS-2 | T1091 |  | AUSMEDIC | BROKEN HILL | BHHS, PHYSIO |  | 0 | 41249
RKME00214 | SIMULATOR, BIS SENSOR SIMULATORASPECT MEDICAL SYST*BIS SENSOR SIMULATOR | SIMULATOR, BIS SENSOR SIMULATOR | ASPECT MEDICAL SYST* | BIS SENSOR SIMULATOR |  | BIS TEST KEY | MEDTRONIC COVIDIEN | BROKEN HILL | BHHS, BIOMEDICAL |  | 0 | 40921
RKME00217 | CHAIR, DISABLED PERSONDALCROSSDALCROSS | CHAIR, DISABLED PERSON | DALCROSS | DALCROSS |  | GENERIC MODEL FOR LIFT CHAIRS MANUFACTURED BY DALCROSS | DALCROSS PRODUCTS PTY LTD | BROKEN HILL | BHHS, THEATRE | BHHS, THEATRE | 5000 | 40394
RKME00218 | CHAIR, DISABLED PERSONDALCROSSDALCROSS | CHAIR, DISABLED PERSON | DALCROSS | DALCROSS | 1900970020 | GENERIC MODEL FOR LIFT CHAIRS MANUFACTURED BY DALCROSS | DALCROSS PRODUCTS PTY LTD | BROKEN HILL | BHHS, THEATRE |  | 5000 | 40394
RKME00219 | BED, ELECTRICANETIC AIDQA4P | BED, ELECTRIC | ANETIC AID | QA4P | 1744 | THEATRE BED/TROLLEY | MARLIN MEDICAL PTY LTD | BROKEN HILL | BHHS, THEATRE |  | 0 | 40960
RKME00220 | BED, ELECTRICANETIC AIDQA4P | BED, ELECTRIC | ANETIC AID | QA4P | 1743 | THEATRE BED/TROLLEY | MARLIN MEDICAL PTY LTD | BROKEN HILL | BHHS, THEATRE | BHHS, THEATRE | 0 | 40960
RKME00221 | ENDOSCOPIC INSUFFLATOR, CARBON DIOXIDEOLYMPUSUCR | ENDOSCOPIC INSUFFLATOR, CARBON DIOXIDE | OLYMPUS | UCR | 7125573 | ENDOSCOPIC CO2 REGULATION UNIT | OLYMPUS AUSTRALIA PTY. LTD. | BROKEN HILL | BHHS, THEATRE |  | 0 | 40975
RKME00222 | SCALE, PATIENT, CHAIRSECA CORP954 | SCALE, PATIENT, CHAIR | SECA CORP | 954 | 10000000003795 | CHAIR SCALES | ECOMED | BROKEN HILL | BHHS, DIETICIANS |  | 0 | 40981
RKME00240 | CLEANER, AIR, MEDICAL RECIRCULATINGBYRNE MEDICAL, INC.EGP-100A | CLEANER, AIR, MEDICAL RECIRCULATING | BYRNE MEDICAL, INC. | EGP-100A | A00116 | ENDOGATOR PUMP | C.R. KENNEDY & CO PTY. LTD. | BROKEN HILL | BHHS, THEATRE |  | 0 | 40939
RKME00245 | AEROSOL GENERATORFLAEM NUOVAFORTE | AEROSOL GENERATOR | FLAEM NUOVA | FORTE | 11A608A0279 | AEROSOL GENERATOR | EBOS GROUP PTY LTD | BROKEN HILL | BHHS, MEDICAL | BHHS, MEDICAL | 195 | 41009
RKME00247 | ANALYSER, URINESIEMENS HEALTHCARE DIAGNOSTICS INCCLINITEK STATUS | ANALYSER, URINE | SIEMENS HEALTHCARE DIAGNOSTICS INC | CLINITEK STATUS | 220826 | URINE ANALYZER | SIEMENS HEALTHCARE DIAGNOSTICS | BROKEN HILL | BHHS, A&E |  | 0 | 41023
RKME00248 | URINE ANNALYZER CONNECTORSIEMENS HEALTHCARE DIAGNOSTICS INCCLINITEK STATUS CONNECTOR | URINE ANNALYZER CONNECTOR | SIEMENS HEALTHCARE DIAGNOSTICS INC | CLINITEK STATUS CONNECTOR |  |  | SIEMENS HEALTHCARE DIAGNOSTICS | BROKEN HILL | BHHS, A&E |  | 0 | 41026
RKME00249 | LIFT, PATIENT TRANSFER, MOBILEARJO HUNTLEIGHKTBB4BSX2AU | LIFT, PATIENT TRANSFER, MOBILE | ARJO HUNTLEIGH | KTBB4BSX2AU | 1202000522 | MAXI TWIN |  | BROKEN HILL | BHHS, PHYSIO |  | 0 | 41036
RKME00250 | BATTERY CHARGERARJO HUNTLEIGHNEA8000-AU | BATTERY CHARGER | ARJO HUNTLEIGH | NEA8000-AU | 23110011 | BATTERY CHARGER | ARJOHUNTLEIGH | BROKEN HILL | BHHS, PHYSIO |  | 0 | 41036
RKME00251 | BATTERY PACKARJO HUNTLEIGHNEA 0100 - 083 | BATTERY PACK | ARJO HUNTLEIGH | NEA 0100 - 083 |  | RECHARGABLE BATTERY PACK | ARJOHUNTLEIGH | BROKEN HILL | BHHS, PHYSIO |  | 0 | 41036
RKME00252 | BATTERY PACKARJO HUNTLEIGHNEA 0100 - 083 | BATTERY PACK | ARJO HUNTLEIGH | NEA 0100 - 083 |  | RECHARGABLE BATTERY PACK | ARJOHUNTLEIGH | BROKEN HILL | BHHS, PHYSIO |  | 0 | 41036
RKME00256 | POWER SUPPLY, CHARGER UNITSUNPOWEREA1050D-180 | POWER SUPPLY, CHARGER UNIT | SUNPOWER | EA1050D-180 | EA1050D-18-10 | BLADDER SCANNER CHARGER |  | BROKEN HILL | BHHS, MEDICAL |  | 0
RKME00257 | ALTERNATING-PRESSURE MATTRESS SYSTEMARJO HUNTLEIGHBARI BREEZE | ALTERNATING-PRESSURE MATTRESS SYSTEM | ARJO HUNTLEIGH | BARI BREEZE | 647309041 | BARIATRIC BED PUMP | ARJOHUNTLEIGH | BROKEN HILL | BHHS, MEDICAL | BHHS, MEDICAL | 0 | 41054
RKME00258 | INFUSION PUMP, SYRINGEFRESENIUS018192 | INFUSION PUMP, SYRINGE | FRESENIUS | 018192 | 212132246 | INJECTOMAT MC AGILIA AUS | FRESENIUS KABI | BROKEN HILL | BHHS, PAEDIATRICS |  | 2392 | 41057
RKME00259 | SPHYGMOMANOMETER, ANEROIDWELCH ALLYN7670-01 | SPHYGMOMANOMETER, ANEROID | WELCH ALLYN | 7670-01 | 110210150500 | SPHYGMO, ANEROID, WALL MOUNTED | WELCH ALLYN AUSTRALIA | BROKEN HILL | BHHS, OBU |  | 165 | 41058
RKME00260BAT | BATTERY, SECONDARYLINAKBA1811-1300-000 | BATTERY, SECONDARY | LINAK | BA1811-1300-000 |  | BATTERY PACK 24V 1.3AH SLA (2X 12V 1.3AH SLA BATTERIES) | LINAK | BROKEN HILL | BHHS, MEDICAL | BHHS, MEDICAL | 0 | 41921
RKME00265BAT | BATTERY, SECONDARYLINAKBA1811-1300-000 | BATTERY, SECONDARY | LINAK | BA1811-1300-000 |  | BATTERY PACK 24V 1.3AH SLA (2X 12V 1.3AH SLA BATTERIES) | LINAK | BROKEN HILL | BHHS, SURGICAL | BHHS, SURGICAL | 0
RKME00267 | CALIBRATOR, SYRINGEHANS RUDOLPH INC5530 | CALIBRATOR, SYRINGE | HANS RUDOLPH INC | 5530 | 24541 | CALIBRATORS, SPIROMETER/PNEUMOTACHOMETER |  | BROKEN HILL | BHHS, BIOMEDICAL |  | 0 | 41065
RKME00270 | OPHTHALMOSCOPE, INDIRECT, BINOCULARKEELERALL PUPIL II | OPHTHALMOSCOPE, INDIRECT, BINOCULAR | KEELER | ALL PUPIL II | 118837 |  |  | BROKEN HILL | BHHS, SPECIALIST CLINIC | SC12 | 0 | 41081
RKME00271 | BATTERY CHARGERKEELERFW736M/12 | BATTERY CHARGER | KEELER | FW736M/12 | 107737 |  |  | BROKEN HILL | BHHS, SPECIALIST CLINIC | SC12 | 0 | 41081
RKME00272 | TABLE, PHYSICAL THERAPYPLINTH 200040E | TABLE, PHYSICAL THERAPY | PLINTH 2000 | 40E | 40EW11120225A | BARIATRIC TABLE, ELECTRIC | ACCESS HEALTH | BROKEN HILL | BHHS, PHYSIO |  | 0 | 41085
RKME00273 | PULSE OXIMETERMASIMORAD 5 | PULSE OXIMETER | MASIMO | RAD 5 | N48932 | PULSE OXIMETER | MASIMO AUSTRALIA PTY LTD | BROKEN HILL | BHHS, OBU |  | 1418 | 41086
RKME00274 | OXIMETER TO MEASURE HEMOGLOBINMASIMO CORPORATIONPRONTO-7 | OXIMETER TO MEASURE HEMOGLOBIN | MASIMO CORPORATION | PRONTO-7 | 32E2 3000 004C 6F5F |  | MASIMO AUSTRALIA PTY LTD | BROKEN HILL | BHHS, OBU |  | 1875 | 41086
RKME00275 | PULSE OXIMETERMASIMORAD 5 | PULSE OXIMETER | MASIMO | RAD 5 | N15535 | PULSE OXIMETER | MASIMO AUSTRALIA PTY LTD | BROKEN HILL | BHHS, PAEDIATRICS |  | 1418 | 41086
RKME00276 | SENSOR, <RAINBOW 4D DC SMALL>MASIMO CORPORATION4D DC SMALL | SENSOR, <RAINBOW 4D DC SMALL> | MASIMO CORPORATION | 4D DC SMALL | A83F90F0001A5894 |  | MASIMO AUSTRALIA PTY LTD | BROKEN HILL | BHHS, OBU |  | 1875 | 41086
RKME00277 | SENSOR, <RAINBOW 4D DC MEDIUM >MASIMO CORPORATION4D DC MEDIUM | SENSOR, <RAINBOW 4D DC MEDIUM > | MASIMO CORPORATION | 4D DC MEDIUM | A83F90F0001E5CCE |  | MASIMO AUSTRALIA PTY LTD | BROKEN HILL | BHHS, OBU |  | 1875 | 41086
RKME00278 | VENTILATOR, INFANTFISHER & PAYKELRD900AEU | VENTILATOR, INFANT | FISHER & PAYKEL | RD900AEU | 100216000378 | NEOPUFF INFANT T-PIECE RESUSCITATOR | FISHER & PAYKEL HEALTHCARE | BROKEN HILL | BHHS, PAEDIATRICS | BHHS, PAEDIATRICS | 0 | 41086
RKME00279 | TABLE, EXAMINATION/TREATMENTFORTRESS1020 | TABLE, EXAMINATION/TREATMENT | FORTRESS | 1020 | 11012867 | BOBATH TREATMENT TABLE | ASTIR | BROKEN HILL | BHHS, PHYSIO |  | 2500 | 41088
RKME00280 | WARMER, RADIANT, INFANTFISHER & PAYKELIW920AEA | WARMER, RADIANT, INFANT | FISHER & PAYKEL | IW920AEA | 120528000651 | MANUAL MOBILE INFANT WARMER | FISHER & PAYKEL HEALTHCARE | BROKEN HILL | BHHS, OBU |  | 6250 | 41088
RKME00281 | POSITIVE AIRWAY PRESSURE UNIT, CONTINUOUSRESPIRONICSREMSTAR PRO C-FLEX | POSITIVE AIRWAY PRESSURE UNIT, CONTINUOUS | RESPIRONICS | REMSTAR PRO C-FLEX | P05511015C1E7 | AU451HS REMSTAR PRO C-FLEX + WITH HUMIDIFIER & SD CARD | PHILIPS HEALTHCARE | BROKEN HILL | BHHS, HOME RESPIRATORY |  | 1481 | 41095
RKME00282 | PUMP, ASPIRATORCLEMENTSSUC 81010 | PUMP, ASPIRATOR | CLEMENTS | SUC 81010 | 2389 | ASPIRATOR, SUCTION PUMP | ECOMED | BROKEN HILL | BHHS, PALIATIVE CARE |  | 0 | 41093
RKME00283 | BIPAP UNIT (BI-LEVEL POSITIVE AIRWAY PRESSURE)RESPIRONICS INCBIPAP HARMONY | BIPAP UNIT (BI-LEVEL POSITIVE AIRWAY PRESSURE) | RESPIRONICS INC | BIPAP HARMONY | 6010919 | AU1012823 | PHILIPS RESPIRONICS AUSTRALIA | BROKEN HILL | BHHS, HOME RESPIRATORY |  | 2135 | 41095
RKME00284 | POSITIVE AIRWAY PRESSURE UNIT, CONTINUOUSRESPIRONICSREMSTAR PRO C-FLEX | POSITIVE AIRWAY PRESSURE UNIT, CONTINUOUS | RESPIRONICS | REMSTAR PRO C-FLEX | P055108754F4E | AU451HS REMSTAR PRO C-FLEX + WITH HUMIDIFIER & SD CARD | PHILIPS HEALTHCARE | BROKEN HILL | BHHS, HOME RESPIRATORY |  | 1485 | 41095
RKME00285 | POSITIVE AIRWAY PRESSURE UNIT, CONTINUOUSRESPIRONICSREMSTAR PRO C-FLEX | POSITIVE AIRWAY PRESSURE UNIT, CONTINUOUS | RESPIRONICS | REMSTAR PRO C-FLEX | P05510958 | AU451HS REMSTAR PRO C-FLEX + WITH HUMIDIFIER & SD CARD |  | BROKEN HILL | BHHS, HOME RESPIRATORY |  | 1485 | 41095
RKME00286 | BIPAP UNIT (BI-LEVEL POSITIVE AIRWAY PRESSURE)RESPIRONICSBIPAP AUTO BIFLEX | BIPAP UNIT (BI-LEVEL POSITIVE AIRWAY PRESSURE) | RESPIRONICS | BIPAP AUTO BIFLEX | P036585653591 | AU751HS BIPAP AUTO BIFLEX WITH HUMIDIFER & SD CARD |  | BROKEN HILL | BHHS, HOME RESPIRATORY |  | 1300 | 41095
RKME00287 | TEST INSTRUMENT, ELECTROSURGICAL UNITFLUKEQA-ES | TEST INSTRUMENT, ELECTROSURGICAL UNIT | FLUKE | QA-ES | 201285 | ELECTROSURGICAL ANALYZER | DOMO-TECHNICA | BROKEN HILL | BHHS, BIOMEDICAL | BI01 | 8314 | 41096
RKME00288 | VENTILATION MONITORRESMEDVPAP 111 ST-A | VENTILATION MONITOR | RESMED | VPAP 111 ST-A | 20121299291 | VENTILLATOR | RESMED | BROKEN HILL | BHHS, HOME RESPIRATORY |  | 0 | 41100
RKME00289 | HUMIDIFIER, HEATEDRESMEDHUMIDAIRE 2I | HUMIDIFIER, HEATED | RESMED | HUMIDAIRE 2I | 20121183839 | HUMIDIFIER FOR VPAP 111 ST-A VENTILATOR | RESMED | BROKEN HILL | BHHS, HOME RESPIRATORY |  | 0 | 41100
RKME00290 | TABLE, EXAMINATION/TREATMENTFORTRESS1004 | TABLE, EXAMINATION/TREATMENT | FORTRESS | 1004 | 12010322 | ASCEND 3 SECTION | ASTIR | BROKEN HILL | BHHS, PHYSIO |  | 0 | 41101
RKME00291 | TABLE, EXAMINATION/TREATMENTFORTRESS1004 | TABLE, EXAMINATION/TREATMENT | FORTRESS | 1004 | 12010321 | ASCEND 3 SECTION | ASTIR | BROKEN HILL | BHHS, PHYSIO |  | 0 | 41101
RKME00292 | CHART, EYE, VISUAL ACUITYELLIS OPTICAL1943 | CHART, EYE, VISUAL ACUITY | ELLIS OPTICAL | 1943 |  | CHARTS, EYE |  | BROKEN HILL | BHHS, SPECIALIST CLINIC |  | 0 | 37073
RKME00293 | CHART, EYE, VISUAL ACUITYELLIS OPTICAL1943 | CHART, EYE, VISUAL ACUITY | ELLIS OPTICAL | 1943 |  | CHARTS, EYE |  | BROKEN HILL | BHHS, SPECIALIST CLINIC |  | 0 | 37073
RKME00294 | BATTERY PACKMASTER INSTRUMENTSN1202ED29 | BATTERY PACK | MASTER INSTRUMENTS | N1202ED29 |  | 10.8V LITHIUM ION BATTERY | MASTER INSTRUMENTS | BROKEN HILL | BHHS, A&E |  | 0 | 41134
RKME00295 | BATTERY PACKMASTER INSTRUMENTSN1202ED29 | BATTERY PACK | MASTER INSTRUMENTS | N1202ED29 |  | 10.8V LITHIUM ION BATTERY | MASTER INSTRUMENTS | BROKEN HILL | BHHS, A&E |  | 0 | 41134
RKME00298 | RESUSCITATION TABLE, INFANTDRAGERGSDTC3-1 | RESUSCITATION TABLE, INFANT | DRAGER | GSDTC3-1 | FB00155 | RESUSCITAIRE | DRAGER | BROKEN HILL | BHHS, OBU |  | 25333 | 41144
RKME00300 | ALTERNATING-PRESSURE MATTRESS SYSTEMNOVIS HEALTHCARE9 DIGITAL | ALTERNATING-PRESSURE MATTRESS SYSTEM | NOVIS HEALTHCARE | 9 DIGITAL | MA11120214 | ALTERNATING AIR MATRESS | AIDACARE PTY LTD | BROKEN HILL | BHHS, PALIATIVE CARE |  | 0 | 41151
RKME00301 | FLOWMETER, <SPECIFY>KEY INSTRUMENTSFR4A40BNBN | FLOWMETER, <SPECIFY> | KEY INSTRUMENTS | FR4A40BNBN |  | ROTAMETER 0.4 5.0 L/MIN | AIRMET SCIENTIFIC PTY LTD | BROKEN HILL | BHHS, BIOMEDICAL | BI01 | 103 | 41152
RKME00302 | FLOWMETER, <SPECIFY>KEY INSTRUMENTSFR4A43BNBN | FLOWMETER, <SPECIFY> | KEY INSTRUMENTS | FR4A43BNBN |  | ROTAMETER 3 - 30 L/MIN | AIRMET SCIENTIFIC PTY LTD | BROKEN HILL | BHHS, BIOMEDICAL | BI01 | 109 | 41152
RKME00303 | LIGHT, EXAMINATIONWELCH ALLYNGS EXAM LIGHT IV | LIGHT, EXAMINATION | WELCH ALLYN | GS EXAM LIGHT IV |  |  | WELCH ALLYN AUSTRALIA | BROKEN HILL | COMMUNITY HEALTH CENTRE |  | 1411.42 | 41164
RKME00304 | SUCTION UNITCLEMENTSSUC84109 | SUCTION UNIT | CLEMENTS | SUC84109 | 4223 | ASPIRATORS | ECOMED | BROKEN HILL | BHHS, THEATRE |  | 0 | 41176
RKME00305 | SUCTION UNITCLEMENTSSUC84109 | SUCTION UNIT | CLEMENTS | SUC84109 | 4286 | ASPIRATORS | ECOMED | BROKEN HILL | BHHS, PALIATIVE CARE |  | 0 | 41176
RKME00307 | BODY PROTECTED AREABODY PROTECTED | BODY PROTECTED AREA |  | BODY PROTECTED |  | CIRCUIT DB10 - R5 |  | BROKEN HILL | BHHS, PRIMARY HEALTH | PR51 | 0 | 37073
RKME00308 | BODY PROTECTED AREABODY PROTECTED | BODY PROTECTED AREA |  | BODY PROTECTED |  | CIRCUIT DB |  | BROKEN HILL | BHHS, PRIMARY HEALTH | PR50 | 0 | 37073
RKME00309 | BODY PROTECTED AREABODY PROTECTED | BODY PROTECTED AREA |  | BODY PROTECTED |  | CIRCUIT DB10 - B1 |  | BROKEN HILL | BHHS, PRIMARY HEALTH | PR49 | 0 | 37073
RKME00310 | AEROSOL GENERATORALLERSEARCHNOMAD | AEROSOL GENERATOR | ALLERSEARCH | NOMAD | 12A568 0176 | AEROSOL GENERATOR NEX GEN | ECOMED | BROKEN HILL | BHHS, PALIATIVE CARE |  | 0 | 41180
RKME00322 | ALTERNATING-PRESSURE MATTRESS SYSTEMNOVIS HEALTHCAREPREMIUM 9 DIGITAL | ALTERNATING-PRESSURE MATTRESS SYSTEM | NOVIS HEALTHCARE | PREMIUM 9 DIGITAL | MA11120238 | ALTERNATING PUMP | MEDISTORE AUSTRALIA PTY LTD | BROKEN HILL | BHHS, PALIATIVE CARE |  | 2855 | 41208
RKME00323 | WARMER, RADIANT, INFANTFISHER & PAYKELIW920AEA | WARMER, RADIANT, INFANT | FISHER & PAYKEL | IW920AEA | 120726000861 | MANUAL MOBILE INFANT WARMER | FISHER & PAYKEL HEALTHCARE | BROKEN HILL | BHHS, PAEDIATRICS | BHHS, PAEDIATRICS | 6250 | 41088
RKME00324 | TEST EQUIPMENTFRESENIUSINJECTOMAT MAINTENANCE | TEST EQUIPMENT | FRESENIUS | INJECTOMAT MAINTENANCE |  |  | FRESENIUS KABI | BROKEN HILL | BHHS, BIOMEDICAL | BI01 | 0 | 41215
RKME00325 | WARMER, RADIANT, INFANTFISHER & PAYKELIW920AEA | WARMER, RADIANT, INFANT | FISHER & PAYKEL | IW920AEA | 120726000863 | MANUAL MOBILE INFANT WARMER | FISHER & PAYKEL HEALTHCARE | BROKEN HILL | BHHS, A&E | BHHS, A&E | 6250 | 41088
RKME02830 | AMALGAM MIXER UNITMONITEX INDUSTRIAL CO LTDAM-1 | AMALGAM MIXER UNIT | MONITEX INDUSTRIAL CO LTD | AM-1 | 11F0224 | CAPSULE MIXER | WILLIAM GREEN PTY LTD | BROKEN HILL | BHHS, THEATRE |  | 660 | 41137
RMBS0035 | TABLE, OBSTETRICALAMCAMC100 | TABLE, OBSTETRICAL | AMC | AMC100 | TE100723 | EXAM BED | AUST MEDICAL COUCHES | MENINDEE | MENINDEE, CLINIC ROOM 2 | MENINDEE, CLINIC ROOM 2 (RM28) | 0 | 37073
RMBS0052 | BED, ELECTRICALRICK MANUFACTURING4000 SERIES | BED, ELECTRIC | ALRICK MANUFACTURING | 4000 SERIES | 2774 | BED, ELECTRIC |  | MENINDEE | MENINDEE, A&E | EMERGENCY (RM6) | 0 | 37073
RMBS0052BAT | BATTERY, SECONDARYPANASONICLC-R121R3P | BATTERY, SECONDARY | PANASONIC | LC-R121R3P |  | 2 X BATTERIES REQUIRED | MASTER INSTRUMENTS | MENINDEE | MENINDEE | MENINDEE | 0 | 42857
RMME00020 | INFUSION PUMP, GENERAL-PURPOSEFRESENIUS019192 | INFUSION PUMP, GENERAL-PURPOSE | FRESENIUS | 019192 | 20588646 |  | PHARMATEL FRESENIUS KABI | MENINDEE | MENINDEE | MENINDEE | 1875 | 40239
RMME00021 | INFUSION PUMP, GENERAL-PURPOSEFRESENIUS019192 | INFUSION PUMP, GENERAL-PURPOSE | FRESENIUS | 019192 | 20588698 |  | PHARMATEL FRESENIUS KABI | MENINDEE | MENINDEE |  | 1875 | 40239
RMME00024 | ECG, MACHINEPHILIPS MEDICAL SYSTEMSTC50 | ECG, MACHINE | PHILIPS MEDICAL SYSTEMS | TC50 | USN1002077 | ECG MACHINE | PHILIPS HEALTHCARE | MENINDEE | MENINDEE, A&E | EMERGENCY (RM6) | 10757 | 40865
RMME00024BAT | BATTERY, SECONDARYMASTER INSTRUMENTSDR202SH | BATTERY, SECONDARY | MASTER INSTRUMENTS | DR202SH | CCL18L04832 | TC50 BATTERY | MASTER INSTRUMENTS | MENINDEE | MENINDEE, A&E | MENINDEE, A&E | 78 | 43593
RMME00026 | PULSE OXIMETERPRINCE100F | PULSE OXIMETER | PRINCE | 100F | XXL00 EA00052 | SPO2 MONITOR |  | MENINDEE | MENINDEE |  | 0 | 41088
RMME0008 | CURING UNIT, DENTAL LABORATORYSDIRADII PLUS | CURING UNIT, DENTAL LABORATORY | SDI | RADII PLUS | 15366 | LED CURING LIGHT | HENRY SCHEIN/ HALAS | MENINDEE | MENINDEE, DENTAL | DENTAL (RM29) | 0 | 37073
RTME00012 | INFUSION PUMP, GENERAL-PURPOSEFRESENIUS019192 | INFUSION PUMP, GENERAL-PURPOSE | FRESENIUS | 019192 | 20588673 |  | PHARMATEL FRESENIUS KABI | TIBOOBURRA | TIBOOBURRA |  | 1875 | 40239
RTME00013 | INFUSION PUMP, GENERAL-PURPOSEFRESENIUS019192 | INFUSION PUMP, GENERAL-PURPOSE | FRESENIUS | 019192 | 20588502 |  | PHARMATEL FRESENIUS KABI | WILCANNIA | WILCANNIA |  | 1875 | 40239
RTME00017 | WARMER, RADIANT, INFANTFISHER & PAYKELIW920AEA | WARMER, RADIANT, INFANT | FISHER & PAYKEL | IW920AEA | 120417000492 | MANUAL MOBILE INFANT WARMER | FISHER & PAYKEL HEALTHCARE | TIBOOBURRA | TIBOOBURRA |  | 6250 | 41088
RTME00018 | PUMP, ASPIRATORCLEMENTSSUC 81010 | PUMP, ASPIRATOR | CLEMENTS | SUC 81010 | 2272 | ASPIRATOR, SUCTION PUMP | ECOMED | TIBOOBURRA | TIBOOBURRA, WARDS | TIBOOBURRA, WARDS | 0 | 41106
RTME00019 | THERMOMETER, ELECTRONICWELCH ALLYN690 | THERMOMETER, ELECTRONIC | WELCH ALLYN | 690 | 12113404 | THERMOMETERS, ELECTRONIC | WELCH ALLYN AUSTRALIA | TIBOOBURRA | TIBOOBURRA | TIBOOBURRA | 0 | 41169
RTME0008 | BED, ELECTRICHEALTHTECHEALTHTEC | BED, ELECTRIC | HEALTHTEC | HEALTHTEC | 009389 |  |  | TIBOOBURRA | TIBOOBURRA |  | 0 | 37073
RWME00078 | INFUSION PUMP, GENERAL-PURPOSEFRESENIUS019192 | INFUSION PUMP, GENERAL-PURPOSE | FRESENIUS | 019192 | 20588674 | INFUSION PUMP AGILIA MC | FRESENIUS KABI | WHITE CLIFFS | WHITE CLIFFS |  | 1875 | 40239
RWME00079 | INFUSION PUMP, GENERAL-PURPOSEFRESENIUS019192 | INFUSION PUMP, GENERAL-PURPOSE | FRESENIUS | 019192 | 20196298 |  | PHARMATEL FRESENIUS KABI | WILCANNIA | WILCANNIA | WILCANNIA | 1875 | 40239
RWME00081 | PHYSIOLOGIC MONITORING SYSTEMPHILIPS MEDICAL SYSTEMSM8002A | PHYSIOLOGIC MONITORING SYSTEM | PHILIPS MEDICAL SYSTEMS | M8002A | DE72884797 | INTELLIVUE MP30 | PHILIPS HEALTHCARE | WILCANNIA | WILCANNIA |  | 13500 | 40731
RWME00084 | ECG, MACHINEPHILIPS MEDICAL SYSTEMSTC50 | ECG, MACHINE | PHILIPS MEDICAL SYSTEMS | TC50 | USN1002089 | ECG MACHINE | PHILIPS HEALTHCARE | WILCANNIA | WILCANNIA, A&E |  | 10757 | 40865
RWME00084BAT | BATTERY, SECONDARYMASTER INSTRUMENTSDR202SH | BATTERY, SECONDARY | MASTER INSTRUMENTS | DR202SH | CCL18L04785 | TC50 BATTERY | MASTER INSTRUMENTS | WILCANNIA | WILCANNIA | WILCANNIA | 78 | 43518
RWME00088 | TABLE, OBSTETRICALAMCAMC100 | TABLE, OBSTETRICAL | AMC | AMC100 | TE100724 | EXAM BED | AUST MEDICAL COUCHES | WILCANNIA | WILCANNIA |  | 0 | 41037
RWME0079 | SCALE, WHEELCHAIRWEDDERBURNWM502 | SCALE, WHEELCHAIR | WEDDERBURN | WM502 | WF500061 |  | WEDDERBURN SCALES | WILCANNIA | WILCANNIA | WILCANNIA | 1270 | 43375
SC04 | BODY PROTECTED AREABODY PROTECTED | BODY PROTECTED AREA |  | BODY PROTECTED |  |  |  | BROKEN HILL | BHHS, SPECIALIST CLINIC | SC04 | 0 | 37073