## SpecInfo
Count of Asset Name
Manufacturer Name | Model Name | Model Number | Total
ACTRONAIR | (blank) | (blank) | 1
|  | LM7 | 1
|  | SCG340E | 1
| (blank) Total |  | 3
ACTRONAIR Total |  |  | 3
AFT | (blank) | (blank) | 1
| (blank) Total |  | 1
AFT Total |  |  | 1
AIRFLOW | (blank) | (blank) | 3
| (blank) Total |  | 3
AIRFLOW Total |  |  | 3
AIRWELL | (blank) | (blank) | 2
| (blank) Total |  | 2
AIRWELL Total |  |  | 2
AMPAC | 1.2m X 1.8m | 1500-6003 | 1
| 1.2m X 1.8m Total |  | 1
| (blank) | 9.0kg | 2
|  | 9.0L | 3
|  | 5.0kg | 4
|  | 3.5kg | 56
|  | 1.2m X 1.8m | 3
|  | 4.5kg | 3
|  | AB800 | 1
| (blank) Total |  | 72
AMPAC Total |  |  | 73
ANTEC FIRE | (blank) | 3.5kg | 1
| (blank) Total |  | 1
ANTEC FIRE Total |  |  | 1
AQUA BLEND | (blank) | (blank) | 1
|  | 1500 | 1
| (blank) Total |  | 2
AQUA BLEND Total |  |  | 2
ARA FIRE | (blank) | FRL -/120/30 | 3
|  | 3.5kg | 3
|  | FRL -/60/30 | 1
| (blank) Total |  | 7
ARA FIRE Total |  |  | 7
ARAD | (blank) | WSTPL50 | 1
| (blank) Total |  | 1
ARAD Total |  |  | 1
ASECOS | (blank) | EN 14470-1 | 1
| (blank) Total |  | 1
ASECOS Total |  |  | 1
AUSSIE ECO CLEAN | (blank) | AB42CO | 1
| (blank) Total |  | 1
AUSSIE ECO CLEAN Total |  |  | 1
AUSTRAL FIRE DOORS | (blank) | (blank) | 1
|  | FRL -/120/30 | 2
| (blank) Total |  | 3
AUSTRAL FIRE DOORS Total |  |  | 3
AUSTRALASIAN FIRE DOORS | (blank) | FRL -/120/30 | 9
| (blank) Total |  | 9
AUSTRALASIAN FIRE DOORS Total |  |  | 9
AUTOMATIC FIRE PROTECTION | (blank) | (blank) | 1
| (blank) Total |  | 1
AUTOMATIC FIRE PROTECTION Total |  |  | 1
BARDIC | 24m | M10S | 1
| 24m Total |  | 1
| (blank) | 24m | 1
| (blank) Total |  | 1
BARDIC Total |  |  | 2
BFI | 36m | HRS 035-GI-019-RD | 8
|  | 035-GI-019-RD | 1
| 36m Total |  | 9
| (blank) | 36m | 8
| (blank) Total |  | 8
BFI Total |  |  | 17
BILLI | Quadra | 904010 | 1
| Quadra Total |  | 1
| (blank) | Sahara Series 3 | 1
| (blank) Total |  | 1
BILLI Total |  |  | 2
BINDER | (blank) | (blank) | 1
| (blank) Total |  | 1
BINDER Total |  |  | 1
BOC MEDICAL | (blank) | (blank) | 2
| (blank) Total |  | 2
BOC MEDICAL Total |  |  | 2
BR | (blank) | (blank) | 1
| (blank) Total |  | 1
BR Total |  |  | 1
BRADY | (blank) | 24m | 5
| (blank) Total |  | 5
BRADY Total |  |  | 5
BROBO WALDOWN | (blank) | S15 | 1
| (blank) Total |  | 1
BROBO WALDOWN Total |  |  | 1
BSA | (blank) | 9.0kg | 11
|  | 9.0L | 20
|  | 5.0kg | 1
|  | 3.5kg | 5
| (blank) Total |  | 37
BSA Total |  |  | 37
BYRNES ENTRANCE TECHNOLOGY | (blank) | (blank) | 2
| (blank) Total |  | 2
BYRNES ENTRANCE TECHNOLOGY Total |  |  | 2
CALEFH | (blank) | DN100 | 1
| (blank) Total |  | 1
CALEFH Total |  |  | 1
CAPACITOR TECHNOLOGIES | (blank) | (blank) | 1
| (blank) Total |  | 1
CAPACITOR TECHNOLOGIES Total |  |  | 1
CARRIER | (blank) | 40RR01640011 | 1
| (blank) Total |  | 1
CARRIER Total |  |  | 1
CBI ELECTRIC | (blank) | Advantage | 3
| (blank) Total |  | 3
CBI ELECTRIC Total |  |  | 3
CFS COMPLETE FIRE SUPPLIES | (blank) | FRL -/120/30 | 1
| (blank) Total |  | 1
CFS COMPLETE FIRE SUPPLIES Total |  |  | 1
CHUBB | 1.2m X 1.8m | 50802 | 5
| 1.2m X 1.8m Total |  | 5
| (blank) | 36m | 11
|  | 9.0L | 1
|  | 3.5kg | 3
|  | 1.2m X 1.8m | 1
| (blank) Total |  | 16
CHUBB Total |  |  | 21
CLEVERTRONICS | (blank) | (blank) | 54
|  | 24m | 137
|  | Supalite | 3
| (blank) Total |  | 194
CLEVERTRONICS Total |  |  | 194
CLIPSAL | (blank) | (blank) | 1
| (blank) Total |  | 1
CLIPSAL Total |  |  | 1
COLUSSI ENGINEERING | (blank) | (blank) | 1
| (blank) Total |  | 1
COLUSSI ENGINEERING Total |  |  | 1
CONTROLLING POWER | (blank) | (blank) | 1
| (blank) Total |  | 1
CONTROLLING POWER Total |  |  | 1
CUTLER-HAMMER | (blank) | (blank) | 4
| (blank) Total |  | 4
CUTLER-HAMMER Total |  |  | 4
DAIKIN | Inverter | FTXF71WVMA | 1
|  | FTXS25KVMA | 2
|  | FTXS25VMA | 1
| Inverter Total |  | 4
| (blank) | (blank) | 6
|  | FTXS71FVMA | 1
|  | FTYN35DV1A | 1
|  | FTY25FV1A | 13
|  | FTXF71WVMA | 1
|  | FTXS25KVMA | 3
|  | FTYN25DV1A | 5
|  | FTY25-FV1A 7 | 1
|  | FTXV80WVMA | 4
|  | FTY35CVMA | 1
|  | FTYN25V1A | 1
|  | FTY35FV1C | 1
|  | FTXS71KVMA | 2
|  | FTXV35UVMA | 3
|  | FTYN25GV1A | 1
| (blank) Total |  | 44
DAIKIN Total |  |  | 48
DEEP SEA ELECTRONICS | (blank) | DSE 7310 MKII | 1
| (blank) Total |  | 1
DEEP SEA ELECTRONICS Total |  |  | 1
DETROIT DIESEL | (blank) | (blank) | 1
| (blank) Total |  | 1
DETROIT DIESEL Total |  |  | 1
DOORPAC | (blank) | (blank) | 1
|  | FRL -/120/30 | 2
| (blank) Total |  | 3
DOORPAC Total |  |  | 3
EATON | (blank) | (blank) | 1
|  | ELQ120C3TW | 1
| (blank) Total |  | 2
EATON Total |  |  | 2
ECHTOP | (blank) | TAI80B-2 | 1
| (blank) Total |  | 1
ECHTOP Total |  |  | 1
EDMI | Atlas | Mk10E | 1
| Atlas Total |  | 1
EDMI Total |  |  | 1
EKTOR | (blank) | (blank) | 4
|  | 24m | 34
| (blank) Total |  | 38
EKTOR Total |  |  | 38
ELECTROLUX | (blank) | Kelvinator | 1
| (blank) Total |  | 1
ELECTROLUX Total |  |  | 1
ELECTROMASTER | (blank) | (blank) | 1
| (blank) Total |  | 1
ELECTROMASTER Total |  |  | 1
ELSTER | (blank) | 2925M1222 | 1
| (blank) Total |  | 1
ELSTER Total |  |  | 1
EMAIL AIR | (blank) | (blank) | 4
| (blank) Total |  | 4
EMAIL AIR Total |  |  | 4
EMAIL LIMITED | (blank) | (blank) | 10
| (blank) Total |  | 10
EMAIL LIMITED Total |  |  | 10
ENWARE | (blank) | (blank) | 2
|  | 1500 | 1
|  | AQUABLEND 1500 | 1
| (blank) Total |  | 4
ENWARE Total |  |  | 4
ESCO MEDICON | (blank) | (blank) | 1
| (blank) Total |  | 1
ESCO MEDICON Total |  |  | 1
EVERLAST HYDRO SYSTEMS | Series 2000 | 315-C2-32 | 1
| Series 2000 Total |  | 1
EVERLAST HYDRO SYSTEMS Total |  |  | 1
EVERSAFE | (blank) | 3.5kg | 1
| (blank) Total |  | 1
EVERSAFE Total |  |  | 1
EXELGARD | (blank) | 1.2m X 1.8m | 1
| (blank) Total |  | 1
EXELGARD Total |  |  | 1
EXODUS | (blank) | 24m | 2
| (blank) Total |  | 2
EXODUS Total |  |  | 2
FAIRDEAL | (blank) | 3.5kg | 1
| (blank) Total |  | 1
FAIRDEAL Total |  |  | 1
FAN ELECTRICS PTY LTD | (blank) | (blank) | 1
| (blank) Total |  | 1
FAN ELECTRICS PTY LTD Total |  |  | 1
FANTECH | (blank) | Domestique 150 | 1
|  | RIL-100 | 1
| (blank) Total |  | 2
FANTECH Total |  |  | 2
FEBCO | (blank) | DN20 H | 1
| (blank) Total |  | 1
FEBCO Total |  |  | 1
FFP | (blank) | 5.0kg | 1
| (blank) Total |  | 1
FFP Total |  |  | 1
FIRE PROTECTION SPECIALIST | (blank) | 3.5kg | 1
| (blank) Total |  | 1
FIRE PROTECTION SPECIALIST Total |  |  | 1
FIRE SAFE | (blank) | 1.0m X 1.0m | 1
| (blank) Total |  | 1
FIRE SAFE Total |  |  | 1
FIRE SENSE | (blank) | AFP-2800 | 1
| (blank) Total |  | 1
FIRE SENSE Total |  |  | 1
FIRE STOPPING | (blank) | FRL -/120/30 | 1
| (blank) Total |  | 1
FIRE STOPPING Total |  |  | 1
FIREATER | (blank) | 36m | 1
| (blank) Total |  | 1
FIREATER Total |  |  | 1
FIREBOX | (blank) | 9.0kg | 1
|  | 9.0L | 3
|  | 5.0kg | 4
|  | 3.5kg | 3
| (blank) Total |  | 11
FIREBOX Total |  |  | 11
FIREGARD | (blank) | (blank) | 4
|  | 36m | 3
|  | F50 | 2
| (blank) Total |  | 9
FIREGARD Total |  |  | 9
FIREND | 36m | HR36F | 2
|  | 36F | 1
| 36m Total |  | 3
FIREND Total |  |  | 3
FIREQUIP | 36m | HR36F | 1
| 36m Total |  | 1
| (blank) | 36m | 1
| (blank) Total |  | 1
FIREQUIP Total |  |  | 2
FIRESAFE | (blank) | 3.5kg | 1
| (blank) Total |  | 1
FIRESAFE Total |  |  | 1
FIREWORLD | 36m | HS3626-480 | 2
| 36m Total |  | 2
| (blank) | (blank) | 1
|  | 36m | 9
| (blank) Total |  | 10
FIREWORLD Total |  |  | 12
FIRMAGROUP | (blank) | (blank) | 1
| (blank) Total |  | 1
FIRMAGROUP Total |  |  | 1
FLAMEGUARD | (blank) | 36m | 1
| (blank) Total |  | 1
FLAMEGUARD Total |  |  | 1
FLAMESTOP | 1.2m X 1.2m | FS120 | 2
| 1.2m X 1.2m Total |  | 2
| 1.2m X 1.8m | FS128 | 2
| 1.2m X 1.8m Total |  | 2
| 36m | FSHRV36 | 2
| 36m Total |  | 2
| (blank) | 36m | 3
|  | 9.0L | 3
|  | 5.0kg | 7
|  | 3.5kg | 23
|  | 1.2m X 1.8m | 1
|  | 4.5kg | 4
| (blank) Total |  | 41
FLAMESTOP Total |  |  | 47
FORM1 | (blank) | 2.0kg | 1
| (blank) Total |  | 1
FORM1 Total |  |  | 1
FUJITSU | (blank) | (blank) | 10
|  | ASTG12LVCC | 2
|  | ASTG07LVCC | 3
|  | AOTG12LVCC | 1
|  | AOTG09LBCB | 1
|  | AOTG12LBCB | 1
|  | AOTG35LBLA5 | 1
|  | AOTG18LACC | 1
|  | AOTG36LCTL | 1
|  | AOTG30LBTA4 | 1
|  | AOTG24LATC | 1
|  | AOTA36LCTL | 2
|  | AOTA45LCTL | 1
| (blank) Total |  | 26
FUJITSU Total |  |  | 26
GOSFORD ELECTRICAL MANUFACTURING | (blank) | (blank) | 1
| (blank) Total |  | 1
GOSFORD ELECTRICAL MANUFACTURING Total |  |  | 1
GOTZ | (blank) | 380713 COMBI 110 | 1
| (blank) Total |  | 1
GOTZ Total |  |  | 1
GRIFCO | (blank) | (blank) | 1
| (blank) Total |  | 1
GRIFCO Total |  |  | 1
GRUNDFOS | (blank) | UPS 20-60 N 150 | 2
|  | UPS 20-60 B 150 | 2
|  | UPS 20-60B | 1
| (blank) Total |  | 5
GRUNDFOS Total |  |  | 5
HAFCO | Metal Master | HM-35 | 1
| Metal Master Total |  | 1
| (blank) | BS-152 | 1
| (blank) Total |  | 1
HAFCO Total |  |  | 2
HAGER | (blank) | (blank) | 1
| (blank) Total |  | 1
HAGER Total |  |  | 1
HARWAL INDUSTRIES | (blank) | (blank) | 1
| (blank) Total |  | 1
HARWAL INDUSTRIES Total |  |  | 1
HITACHI | Dc Inverter | RAS-25YHA3 | 5
| Dc Inverter Total |  | 5
| Inverter | RAS-35YHA4 | 1
| Inverter Total |  | 1
| Nano Titanium | RAS-70YHA3 | 1
| Nano Titanium Total |  | 1
| (blank) | (blank) | 8
|  | DC Inverter | 3
|  | RAS-25YHA3 | 46
|  | Nano Titanium | 2
|  | RAS-E25YHAB | 2
|  | RAS-50YHA3 | 3
|  | RAS-35YHA4 | 9
|  | RAS-E35YHAB | 1
|  | RAS-60YHA3 | 2
|  | RAS-S50YHAB | 1
|  | RAS-35YH4 | 1
|  | RAS-12FSXNS | 1
| (blank) Total |  | 79
HITACHI Total |  |  | 86
HPM | (blank) | (blank) | 1
| (blank) Total |  | 1
HPM Total |  |  | 1
IKON DOORS | (blank) | FRL -/120/30 | 1
| (blank) Total |  | 1
IKON DOORS Total |  |  | 1
INNER RANGE | (blank) | (blank) | 5
| (blank) Total |  | 5
INNER RANGE Total |  |  | 5
IPD | (blank) | (blank) | 1
| (blank) Total |  | 1
IPD Total |  |  | 1
K.E. BROWN PTY LTD | (blank) | (blank) | 1
| (blank) Total |  | 1
K.E. BROWN PTY LTD Total |  |  | 1
KENRAHN | (blank) | (blank) | 1
|  | HWC-240 | 1
| (blank) Total |  | 2
KENRAHN Total |  |  | 2
KLEEMAN | (blank) | 1350kg | 1
| (blank) Total |  | 1
KLEEMAN Total |  |  | 1
KWICKY | (blank) | (blank) | 3
| (blank) Total |  | 3
KWICKY Total |  |  | 3
LAWELL | (blank) | 24m | 2
| (blank) Total |  | 2
LAWELL Total |  |  | 2
LEGRAND | (blank) | (blank) | 6
|  | 24m | 11
| (blank) Total |  | 17
LEGRAND Total |  |  | 17
LENCO | (blank) | (blank) | 1
| (blank) Total |  | 1
LENCO Total |  |  | 1
LG | Neo Plasma | S36AHP-ND7 | 1
| Neo Plasma Total |  | 1
| (blank) | S36AHP-ND7 | 1
| (blank) Total |  | 1
LG Total |  |  | 2
LINCOLN ELECTRIC | (blank) | Square Wave TIG 255 | 1
| (blank) Total |  | 1
LINCOLN ELECTRIC Total |  |  | 1
MACC | (blank) | Special 215 | 1
| (blank) Total |  | 1
MACC Total |  |  | 1
MAVERICK ROLLER PRODUCTS | (blank) | (blank) | 2
| (blank) Total |  | 2
MAVERICK ROLLER PRODUCTS Total |  |  | 2
MECCANICA FADINI | BAYT 980 | 9803DXL | 1
| BAYT 980 Total |  | 1
| (blank) | 9803DXL | 1
| (blank) Total |  | 1
MECCANICA FADINI Total |  |  | 2
MEDILEC | (blank) | (blank) | 1
| (blank) Total |  | 1
MEDILEC Total |  |  | 1
MITSUBISHI ELECTRIC | Inverter | MSZ-GL25VGD | 1
| Inverter Total |  | 1
| (blank) | (blank) | 11
|  | PKFY-P63VKM-E | 5
|  | PAR-33MAA | 2
|  | PKDY-P40VLM-E | 1
|  | PURY-P350YNW-A | 3
|  | PKFY-P20VLM-E | 2
|  | PKFY-P20LVM-E | 1
|  | PURY-P400YNW-A | 1
|  | MSC-GA20VB | 1
|  | MSZ-GE35VA | 1
| (blank) Total |  | 28
MITSUBISHI ELECTRIC Total |  |  | 29
MITSUBISHI HEAVY INDUSTRIES | Hyper Inverter | DXK32ZMA-S | 1
|  | SRK71ZEA-S1 | 1
| Hyper Inverter Total |  | 2
| (blank) | DXK09ZSA-W | 3
|  | DXK12ZSA-W | 1
| (blank) Total |  | 4
MITSUBISHI HEAVY INDUSTRIES Total |  |  | 6
MONACH | (blank) | Renlita | 1
| (blank) Total |  | 1
MONACH Total |  |  | 1
NEWMAC BUILDING PRODUCTS PTY LTD | (blank) | FRL 120/120/30 | 5
| (blank) Total |  | 5
NEWMAC BUILDING PRODUCTS PTY LTD Total |  |  | 5
NHP | (blank) | (blank) | 1
|  | Concept | 1
| (blank) Total |  | 2
NHP Total |  |  | 2
NORTH EASTERN DOOR FRAMES - NEDF | (blank) | FRL -/120/30 | 1
| (blank) Total |  | 1
NORTH EASTERN DOOR FRAMES - NEDF Total |  |  | 1
OTTOBOCK | Pro-Fit 3000 | 701F41 | 1
| Pro-Fit 3000 Total |  | 1
| (blank) | (blank) | 2
|  | MOBR100V-4/2 | 1
| (blank) Total |  | 3
OTTOBOCK Total |  |  | 4
PANASONIC | Inverter | CS-RZ25TKR | 3
|  | CS-RZ35TKR | 1
|  | U-100PE1R5A | 2
|  | U-224PE2R8A | 1
|  | CS-RZ25 | 1
|  | U-140PE1R5A | 1
| Inverter Total |  | 9
| (blank) | (blank) | 8
|  | CZ-RTC5A | 2
|  | CS-RZ25TKR | 5
|  | CS-RZ35TKR | 5
|  | Inverter | 1
|  | U-140PE1R5A | 1
|  | CS-RZ2STKR | 1
|  | S-100PE1R5A | 1
|  | S-140PE1R5A | 1
| (blank) Total |  | 25
PANASONIC Total |  |  | 34
PRESTO FIRE | (blank) | 3.5kg | 1
| (blank) Total |  | 1
PRESTO FIRE Total |  |  | 1
PRO INDUSTRIES | (blank) | FRL -/120/30 | 3
| (blank) Total |  | 3
PRO INDUSTRIES Total |  |  | 3
QUELL | 36m | Fast Fit MK2 | 1
| 36m Total |  | 1
| (blank) | (blank) | 2
|  | 36m | 5
|  | 1.2m X 1.8m | 5
| (blank) Total |  | 12
QUELL Total |  |  | 13
R.E. SPENCE & CO | (blank) | FRL -/120/30 | 1
| (blank) Total |  | 1
R.E. SPENCE & CO Total |  |  | 1
RHEEM | 25L | 1102507 | 1
| 25L Total |  | 1
| 265L | 631265N0 | 2
| 265L Total |  | 2
| Electric Water Heater | 191050V7 | 1
| Electric Water Heater Total |  | 1
| (blank) | 61305007 | 1
|  | (blank) | 2
|  | 50L | 1
| (blank) Total |  | 4
RHEEM Total |  |  | 8
RINNAI | Heavy Duty 28i | REU-VCM2837FFC-AK | 1
| Heavy Duty 28i Total |  | 1
RINNAI Total |  |  | 1
RIS | (blank) | (blank) | 2
|  | 15kN | 3
| (blank) Total |  | 5
RIS Total |  |  | 5
S&P | (blank) | (blank) | 3
| (blank) Total |  | 3
S&P Total |  |  | 3
SAMSUNG | Digital Inverter | AR18TXHYCWKN | 1
|  | AR09KSFTAWQN | 1
| Digital Inverter Total |  | 2
| Smart Inverter | AR18FSSSCURN | 1
|  | AQV12UWLN | 1
| Smart Inverter Total |  | 2
| (blank) | (blank) | 3
|  | Digital Inverter | 4
|  | Smart Inverter | 4
|  | AR12KSFTAWQN | 1
| (blank) Total |  | 12
SAMSUNG Total |  |  | 16
SCHINDLER LIFTS AUSTRALIA | (blank) | (blank) | 1
|  | 680KG | 1
|  | 1000kg | 2
| (blank) Total |  | 4
SCHINDLER LIFTS AUSTRALIA Total |  |  | 4
SCHNEIDER ELECTRIC | (blank) | (blank) | 1
| (blank) Total |  | 1
SCHNEIDER ELECTRIC Total |  |  | 1
SERVIAN MACHINE TOOLS | (blank) | MP.54 | 1
| (blank) Total |  | 1
SERVIAN MACHINE TOOLS Total |  |  | 1
SKIDATA | (blank) | (blank) | 2
|  | Barrier Gates | 4
|  | D202105999 | 1
| (blank) Total |  | 7
SKIDATA Total |  |  | 7
SOLUTION | (blank) | 880 | 1
| (blank) Total |  | 1
SOLUTION Total |  |  | 1
SP | (blank) | (blank) | 1
| (blank) Total |  | 1
SP Total |  |  | 1
STANILITE | (blank) | (blank) | 10
|  | 24m | 14
| (blank) Total |  | 24
STANILITE Total |  |  | 24
STEELFAST | (blank) | (blank) | 1
| (blank) Total |  | 1
STEELFAST Total |  |  | 1
STOWE ELECTRIC | (blank) | (blank) | 2
| (blank) Total |  | 2
STOWE ELECTRIC Total |  |  | 2
STYLVENT | (blank) | (blank) | 4
| (blank) Total |  | 4
STYLVENT Total |  |  | 4
TACTICAL TECHNOLOGIES | (blank) | TPS13-5SiB | 1
| (blank) Total |  | 1
TACTICAL TECHNOLOGIES Total |  |  | 1
TECO | (blank) | (blank) | 1
| (blank) Total |  | 1
TECO Total |  |  | 1
TEMPERZONE | (blank) | ISD 330K | 1
|  | OSA 330RKTV | 1
|  | OSA 405RKTV | 1
|  | OPA 225RKTH | 1
|  | TZT-100 | 1
|  | OSA 390C-X | 1
|  | OPA 161RKTYH | 1
| (blank) Total |  | 7
TEMPERZONE Total |  |  | 7
TERRYS TRADING | (blank) | FRL -/120/30 | 13
| (blank) Total |  | 13
TERRYS TRADING Total |  |  | 13
THERMANN | 30.5L | 25THMS136 | 1
| 30.5L Total |  | 1
THERMANN Total |  |  | 1
THERMOLINE | (blank) | TD-500F | 1
| (blank) Total |  | 1
THERMOLINE Total |  |  | 1
TYCO | (blank) | VIGILANT MX1 | 1
| (blank) Total |  | 1
TYCO Total |  |  | 1
UNKNOWN | (blank) | (blank) | 921
|  | 24m | 24
|  | 3.5kg | 14
|  | 1.2m X 1.8m | 2
| (blank) Total |  | 961
UNKNOWN Total |  |  | 961
VENTAIR | (blank) | (blank) | 1
|  | Pro-V | 1
| (blank) Total |  | 2
VENTAIR Total |  |  | 2
VICTAULIC | (blank) | (blank) | 1
| (blank) Total |  | 1
VICTAULIC Total |  |  | 1
VIGILANT | (blank) | MX1 | 1
|  | F3200 | 1
|  | F4000 | 1
| (blank) Total |  | 3
VIGILANT Total |  |  | 3
VORTICE | (blank) | (blank) | 3
| (blank) Total |  | 3
VORTICE Total |  |  | 3
WALDOWN | (blank) | Bench Grinder | 1
| (blank) Total |  | 1
WALDOWN Total |  |  | 1
WHITE LITE | (blank) | (blank) | 1
|  | 24m | 18
| (blank) Total |  | 19
WHITE LITE Total |  |  | 19
WORMALD | (blank) | FRL -/120/30 | 10
|  | 1.2m X 1.8m | 4
|  | FRL -/60/30 | 1
|  | T-GEN50 | 1
| (blank) Total |  | 16
WORMALD Total |  |  | 16
XPELAIR | (blank) | (blank) | 5
| (blank) Total |  | 5
XPELAIR Total |  |  | 5
ZIP | 3L White | EB16-003 | 1
| 3L White Total |  | 1
| Autoboil | AB007 | 1
| Autoboil Total |  | 1
| Hydrotap | BC 100/75 | 7
|  | BC20 | 2
|  | BC40 | 1
|  | BC 120/60 | 1
| Hydrotap Total |  | 11
| Hydrotap 7.5L White | HB16-007 | 1
| Hydrotap 7.5L White Total |  | 1
| Hydrotap Commercial Compact 2 | 2723AU0H0N1C | 1
| Hydrotap Commercial Compact 2 Total |  | 1
| HydroTap G4 | BC 100/75 | 1
| HydroTap G4 Total |  | 1
| (blank) | 76013 | 1
|  | (blank) | 1
|  | Econoboil | 1
|  | BC 100/75 | 3
|  | Hydrotap | 3
|  | Hydroboil Series 2000 | 1
|  | EB003 | 1
| (blank) Total |  | 11
ZIP Total |  |  | 27
Grand Total |  |  | 2038

## Sheet1
_rownum | Property | Building | Floor | Space | triPrimaryLocationTX | GeographyName | triPrimaryOrganizationTX | Asset ID | _OLD_Asset Name | Asset Name | Specification Class Hierarchy Path | VBIS Structure | VBIS Tag | Asset Class Hierarchy | Supplier Name | Manufacturer Name | Model Number | Model Name | Serial Number | Barcode | Asset Service Status | Parent Asset ID | Department Cost Center | Operator Cost Center | In Service Date | Asset Position | Observation Date | Operating Environment | Asset Condition Rating | Asset Criticality | Condition Assessment Comments | Current Usage | Maintenance Type (Compliance Requirement) | Maintenance Strategy | Maintenance Priority | Service Agent | Purchase Cost | Life Expectancy | Warranty Name | Warranty Start Date | Warranty End Date | Warranty Provider Type | Warranty Provider | Services Under Warranty | Materials Under Warranty | Is the Warranty for an Individual Asset? | Replacement Value | Other
0 | Royal North Shore Hospital | RN43 - P1 Multi Storey Car Park | Level 5 | RN43.05.004 | \Locations\Royal North Shore Hospital\RN43 - P1 Multi Storey Car Park\Level 5 | \Geography\Oceania\Australia\New South Wales\Sydney Northern\Willoughby\St Leonards | \Organizations\101-NSW Health\8899-NSLHD | RN-001862 | Fire Extinguisher - CO2 | Fire Extinguisher - CO2 - RN43.05.004 | \Classifications\Specification Class\Building Equipment\Fire Protection\Fire Protection Specialities\Fire Extinguishers\CO2 | Fire Suppression, Portable Fire Extinguisher, Carbon Dioxide | FS-PFE-CD | \Classifications\Specification Class\VBIS\FS - Fire Suppression\FS-PFE - Portable Fire Extinguisher\FS-PFE-CD - Carbon Dioxide |  | BSA | 9.0kg |  |  | RN-001862 | [6 empty] | 2023-07-25 | 2 - Normal | 2 - Good | 2 - Medium |  | 2 - Normal | Statutory | Preventive | High |  |  | 12y0M
1 | Royal North Shore Hospital | RN43 - P1 Multi Storey Car Park | Level 5 | RN43.05.005 | \Locations\Royal North Shore Hospital\RN43 - P1 Multi Storey Car Park\Level 5 | \Geography\Oceania\Australia\New South Wales\Sydney Northern\Willoughby\St Leonards | \Organizations\101-NSW Health\8899-NSLHD | RN-001866 | Fire Hydrant - Internal Landing Valve | Fire Hydrant - Internal Landing Valve - RN43.05.005 | \Classifications\Specification Class\Building Equipment\Fire Protection\Hydrants | Fire Suppression, Fire Hydrant, Internal Landing Valve | FS-FH-ILV | \Classifications\Specification Class\VBIS\FS - Fire Suppression\FS-FH - Fire Hydrant\FS-FH-ILV - Internal Landing Valve |  | VICTAULIC |  |  |  | RN-001866 | [6 empty] | 2023-07-25 | 2 - Normal | 2 - Good | 2 - Medium |  | 2 - Normal | Statutory | Preventive | High |  |  | 20y0M
2 | Royal North Shore Hospital | RN43 - P1 Multi Storey Car Park | Level 5 | RN43.05.005 | \Locations\Royal North Shore Hospital\RN43 - P1 Multi Storey Car Park\Level 5 | \Geography\Oceania\Australia\New South Wales\Sydney Northern\Willoughby\St Leonards | \Organizations\101-NSW Health\8899-NSLHD | RN-001864 | Emergency Exit Sign | Emergency Exit Sign - RN43.05.005 | \Classifications\Specification Class\Building Equipment\Electrical\Other Electrical Systems\Emergency Light & Power Systems\Emergency Evacuation Lighting | Electrical Lighting, Emergency Lighting, Testing | EL-EL-Te | \Classifications\Specification Class\VBIS\EL - Electrical Lighting\EL-EL - Emergency Lighting\EL-EL-Te - Testing |  | CLEVERTRONICS | 24m |  |  | RN-001864 | [6 empty] | 2023-07-25 | 2 - Normal | 2 - Good | 2 - Medium |  | 2 - Normal | Statutory | Preventive | High |  |  | 20y0M
3 | Royal North Shore Hospital | RN43 - P1 Multi Storey Car Park | Level 5 | RN43.05.005 | \Locations\Royal North Shore Hospital\RN43 - P1 Multi Storey Car Park\Level 5 | \Geography\Oceania\Australia\New South Wales\Sydney Northern\Willoughby\St Leonards | \Organizations\101-NSW Health\8899-NSLHD | RN-001865 | Fire Door - Single Leaf | Fire Door - Single Leaf - RN43.05.005 | \Classifications\Specification Class\Building Equipment\Fire Protection\Fire Protection Specialities\Fire Doors | Structure, Doors Fire Rated | ST-DFR | \Classifications\Specification Class\VBIS\ST - Structure\ST-DFR - Doors Fire Rated |  | WORMALD | FRL -/120/30 |  |  | RN-001865 | [6 empty] | 2023-07-25 | 2 - Normal | 2 - Good | 2 - Medium |  | 2 - Normal | Statutory | Preventive | High |  |  | 20y0M
4 | Royal North Shore Hospital | RN43 - P1 Multi Storey Car Park | Level 5 | RN43.05.005 | \Locations\Royal North Shore Hospital\RN43 - P1 Multi Storey Car Park\Level 5 | \Geography\Oceania\Australia\New South Wales\Sydney Northern\Willoughby\St Leonards | \Organizations\101-NSW Health\8899-NSLHD | RN-002101 | Emergency Exit Sign | Emergency Exit Sign - RN43.05.005 | \Classifications\Specification Class\Building Equipment\Electrical\Other Electrical Systems\Emergency Light & Power Systems\Emergency Evacuation Lighting | Electrical Lighting, Emergency Lighting, Testing | EL-EL-Te | \Classifications\Specification Class\VBIS\EL - Electrical Lighting\EL-EL - Emergency Lighting\EL-EL-Te - Testing |  | CLEVERTRONICS | 24m |  |  | RN-002101 | [6 empty] | 2023-07-25 | 2 - Normal | 2 - Good | 2 - Medium |  | 2 - Normal | Statutory | Preventive | High |  |  | 20y0M
5 | Royal North Shore Hospital | RN43 - P1 Multi Storey Car Park | Level 5 | RN43.05.004 | \Locations\Royal North Shore Hospital\RN43 - P1 Multi Storey Car Park\Level 5 | \Geography\Oceania\Australia\New South Wales\Sydney Northern\Willoughby\St Leonards | \Organizations\101-NSW Health\8899-NSLHD | RN-001872 | Fire Hydrant - Internal Landing Valve | Fire Hydrant - Internal Landing Valve - RN43.05.004 | \Classifications\Specification Class\Building Equipment\Fire Protection\Hydrants | Fire Suppression, Fire Hydrant, Internal Landing Valve | FS-FH-ILV | \Classifications\Specification Class\VBIS\FS - Fire Suppression\FS-FH - Fire Hydrant\FS-FH-ILV - Internal Landing Valve |  | UNKNOWN |  |  |  | RN-001872 | [6 empty] | 2023-07-25 | 2 - Normal | 2 - Good | 2 - Medium |  | 2 - Normal | Statutory | Preventive | High |  |  | 20y0M
6 | Royal North Shore Hospital | RN43 - P1 Multi Storey Car Park | Level 5 | RN43.05.005 | \Locations\Royal North Shore Hospital\RN43 - P1 Multi Storey Car Park\Level 5 | \Geography\Oceania\Australia\New South Wales\Sydney Northern\Willoughby\St Leonards | \Organizations\101-NSW Health\8899-NSLHD | RN-001863 | Emergency Exit Sign | Emergency Exit Sign - RN43.05.005 | \Classifications\Specification Class\Building Equipment\Electrical\Other Electrical Systems\Emergency Light & Power Systems\Emergency Evacuation Lighting | Electrical Lighting, Emergency Lighting, Testing | EL-EL-Te | \Classifications\Specification Class\VBIS\EL - Electrical Lighting\EL-EL - Emergency Lighting\EL-EL-Te - Testing |  | CLEVERTRONICS | 24m |  |  | RN-001863 | [6 empty] | 2023-07-25 | 2 - Normal | 2 - Good | 2 - Medium |  | 2 - Normal | Statutory | Preventive | High |  |  | 20y0M
7 | Royal North Shore Hospital | RN43 - P1 Multi Storey Car Park | Level 5 | RN43.05.004 | \Locations\Royal North Shore Hospital\RN43 - P1 Multi Storey Car Park\Level 5 | \Geography\Oceania\Australia\New South Wales\Sydney Northern\Willoughby\St Leonards | \Organizations\101-NSW Health\8899-NSLHD | RN-001871 | Fire Hose Reel | Fire Hose Reel - RN43.05.004 | \Classifications\Specification Class\Building Equipment\Fire Protection\Fire Protection Specialities\Fire Hose Reels | Fire Suppression, Fire Hose Reel | FS-FHR | \Classifications\Specification Class\VBIS\FS - Fire Suppression\FS-FHR - Fire Hose Reel |  | CHUBB | 36m |  |  | RN-001871 |  |  |  |  | 2004-01-01 |  | 2023-07-25 | 2 - Normal | 2 - Good | 2 - Medium | Expected life could be extended based on the visual condition assessment. | 2 - Normal | Statutory | Preventive | High |  |  | 0y0M
8 | Royal North Shore Hospital | RN43 - P1 Multi Storey Car Park | Level 5 | RN43.05.004 | \Locations\Royal North Shore Hospital\RN43 - P1 Multi Storey Car Park\Level 5 | \Geography\Oceania\Australia\New South Wales\Sydney Northern\Willoughby\St Leonards | \Organizations\101-NSW Health\8899-NSLHD | RN-001873 | Emergency Exit Sign | Emergency Exit Sign - RN43.05.004 | \Classifications\Specification Class\Building Equipment\Electrical\Other Electrical Systems\Emergency Light & Power Systems\Emergency Evacuation Lighting | Electrical Lighting, Emergency Lighting, Testing | EL-EL-Te | \Classifications\Specification Class\VBIS\EL - Electrical Lighting\EL-EL - Emergency Lighting\EL-EL-Te - Testing |  | CLEVERTRONICS | 24m |  |  | RN-001873 | [6 empty] | 2023-07-25 | 2 - Normal | 2 - Good | 2 - Medium |  | 2 - Normal | Statutory | Preventive | High |  |  | 20y0M
9 | Royal North Shore Hospital | RN43 - P1 Multi Storey Car Park | Level 5 | RN43.05.009 | \Locations\Royal North Shore Hospital\RN43 - P1 Multi Storey Car Park\Level 5 | \Geography\Oceania\Australia\New South Wales\Sydney Northern\Willoughby\St Leonards | \Organizations\101-NSW Health\8899-NSLHD | RN-001890 | Fire Hydrant - Internal Landing Valve | Fire Hydrant - Internal Landing Valve - RN43.05.009 | \Classifications\Specification Class\Building Equipment\Fire Protection\Hydrants | Fire Suppression, Fire Hydrant, Internal Landing Valve | FS-FH-ILV | \Classifications\Specification Class\VBIS\FS - Fire Suppression\FS-FH - Fire Hydrant\FS-FH-ILV - Internal Landing Valve |  | UNKNOWN |  |  |  | RN-001890 | [6 empty] | 2023-07-25 | 2 - Normal | 2 - Good | 2 - Medium |  | 2 - Normal | Statutory | Preventive | High |  |  | 20y0M
10 | Royal North Shore Hospital | RN43 - P1 Multi Storey Car Park | Level 5 | RN43.05.009 | \Locations\Royal North Shore Hospital\RN43 - P1 Multi Storey Car Park\Level 5 | \Geography\Oceania\Australia\New South Wales\Sydney Northern\Willoughby\St Leonards | \Organizations\101-NSW Health\8899-NSLHD | RN-001876 | Fire Hose Reel | Fire Hose Reel - RN43.05.009 | \Classifications\Specification Class\Building Equipment\Fire Protection\Fire Protection Specialities\Fire Hose Reels | Fire Suppression, Fire Hose Reel | FS-FHR | \Classifications\Specification Class\VBIS\FS - Fire Suppression\FS-FHR - Fire Hose Reel |  | FIREWORLD | HS3626-480 | 36m |  | RN-001876 |  |  |  |  | 2022-07-01 |  | 2023-07-25 | 2 - Normal | 2 - Good | 2 - Medium |  | 2 - Normal | Statutory | Preventive | High |  |  | 13y10M
11 | Royal North Shore Hospital | RN43 - P1 Multi Storey Car Park | Level 5 | RN43.05.008 | \Locations\Royal North Shore Hospital\RN43 - P1 Multi Storey Car Park\Level 5 | \Geography\Oceania\Australia\New South Wales\Sydney Northern\Willoughby\St Leonards | \Organizations\101-NSW Health\8899-NSLHD | RN-001880 | Fire Extinguisher - Water | Fire Extinguisher - Water - RN43.05.008 | \Classifications\Specification Class\Building Equipment\Fire Protection\Fire Protection Specialities\Fire Extinguishers\Water | Fire Suppression, Portable Fire Extinguisher, Water | FS-PFE-Wa | \Classifications\Specification Class\VBIS\FS - Fire Suppression\FS-PFE - Portable Fire Extinguisher\FS-PFE-Wa - Water |  | BSA | 9.0L |  |  | RN-001880 | [6 empty] | 2023-07-25 | 2 - Normal | 2 - Good | 2 - Medium |  | 2 - Normal | Statutory | Preventive | High |  |  | 12y0M
12 | Royal North Shore Hospital | RN43 - P1 Multi Storey Car Park | Level 5 | RN43.05.008 | \Locations\Royal North Shore Hospital\RN43 - P1 Multi Storey Car Park\Level 5 | \Geography\Oceania\Australia\New South Wales\Sydney Northern\Willoughby\St Leonards | \Organizations\101-NSW Health\8899-NSLHD | RN-001882 | Fire Hydrant - Internal Landing Valve | Fire Hydrant - Internal Landing Valve - RN43.05.008 | \Classifications\Specification Class\Building Equipment\Fire Protection\Hydrants | Fire Suppression, Fire Hydrant, Internal Landing Valve | FS-FH-ILV | \Classifications\Specification Class\VBIS\FS - Fire Suppression\FS-FH - Fire Hydrant\FS-FH-ILV - Internal Landing Valve |  | UNKNOWN |  |  |  | RN-001882 | [6 empty] | 2023-07-25 | 2 - Normal | 2 - Good | 2 - Medium |  | 2 - Normal | Statutory | Preventive | High |  |  | 20y0M
13 | Royal North Shore Hospital | RN43 - P1 Multi Storey Car Park | Level 5 | RN43.05.001 | \Locations\Royal North Shore Hospital\RN43 - P1 Multi Storey Car Park\Level 5\RN43.05.001 Stairway | \Geography\Oceania\Australia\New South Wales\Sydney Northern\Willoughby\St Leonards | \Organizations\101-NSW Health\8899-NSLHD | RN-001892 | Emergency Exit Sign | Emergency Exit Sign - RN43.05.001 | \Classifications\Specification Class\Building Equipment\Electrical\Other Electrical Systems\Emergency Light & Power Systems\Emergency Evacuation Lighting | Electrical Lighting, Emergency Lighting, Testing | EL-EL-Te | \Classifications\Specification Class\VBIS\EL - Electrical Lighting\EL-EL - Emergency Lighting\EL-EL-Te - Testing |  | CLEVERTRONICS | 24m |  |  | RN-001892 | [6 empty] | 2023-07-25 | 2 - Normal | 2 - Good | 2 - Medium |  | 2 - Normal | Statutory | Preventive | High |  |  | 20y0M
14 | Royal North Shore Hospital | RN43 - P1 Multi Storey Car Park | Level 5 | RN43.05.006 | \Locations\Royal North Shore Hospital\RN43 - P1 Multi Storey Car Park\Level 5 | \Geography\Oceania\Australia\New South Wales\Sydney Northern\Willoughby\St Leonards | \Organizations\101-NSW Health\8899-NSLHD | RN-002042 | Fire Hose Reel | Fire Hose Reel - RN43.05.006 | \Classifications\Specification Class\Building Equipment\Fire Protection\Fire Protection Specialities\Fire Hose Reels | Fire Suppression, Fire Hose Reel | FS-FHR | \Classifications\Specification Class\VBIS\FS - Fire Suppression\FS-FHR - Fire Hose Reel |  | FLAMESTOP | FSHRV36 | 36m |  | RN-002042 |  |  |  |  | 2021-01-01 |  | 2023-07-25 | 2 - Normal | 2 - Good | 2 - Medium |  | 2 - Normal | Statutory | Preventive | High |  |  | 12y4M
15 | Royal North Shore Hospital | RN43 - P1 Multi Storey Car Park | Level 5 | RN43.05.006 | \Locations\Royal North Shore Hospital\RN43 - P1 Multi Storey Car Park\Level 5 | \Geography\Oceania\Australia\New South Wales\Sydney Northern\Willoughby\St Leonards | \Organizations\101-NSW Health\8899-NSLHD | RN-002052 | Fire Door - Single Leaf | Fire Door - Single Leaf - RN43.05.006 | \Classifications\Specification Class\Building Equipment\Fire Protection\Fire Protection Specialities\Fire Doors | Structure, Doors Fire Rated | ST-DFR | \Classifications\Specification Class\VBIS\ST - Structure\ST-DFR - Doors Fire Rated |  | TERRYS TRADING | FRL -/120/30 |  |  | RN-002052 |  |  |  |  | 2005-01-01 |  | 2023-07-25 | 2 - Normal | 2 - Good | 2 - Medium |  | 2 - Normal | Statutory | Preventive | High |  |  | 6y4M
16 | Royal North Shore Hospital | RN43 - P1 Multi Storey Car Park | Level 4 | RN43.04.005 | \Locations\Royal North Shore Hospital\RN43 - P1 Multi Storey Car Park\Level 4 | \Geography\Oceania\Australia\New South Wales\Sydney Northern\Willoughby\St Leonards | \Organizations\101-NSW Health\8899-NSLHD | RN-001956 | Fire Extinguisher - CO2 | Fire Extinguisher - CO2 - RN43.04.005 | \Classifications\Specification Class\Building Equipment\Fire Protection\Fire Protection Specialities\Fire Extinguishers\CO2 | Fire Suppression, Portable Fire Extinguisher, Carbon Dioxide | FS-PFE-CD | \Classifications\Specification Class\VBIS\FS - Fire Suppression\FS-PFE - Portable Fire Extinguisher\FS-PFE-CD - Carbon Dioxide |  | BSA | 5.0kg |  |  | RN-001956 | [6 empty] | 2023-07-25 | 2 - Normal | 2 - Good | 2 - Medium |  | 2 - Normal | Statutory | Preventive | High |  |  | 12y0M
17 | Royal North Shore Hospital | RN43 - P1 Multi Storey Car Park | Level 4 | RN43.04.004 | \Locations\Royal North Shore Hospital\RN43 - P1 Multi Storey Car Park\Level 4 | \Geography\Oceania\Australia\New South Wales\Sydney Northern\Willoughby\St Leonards | \Organizations\101-NSW Health\8899-NSLHD | RN-001964 | Fire Extinguisher - CO2 | Fire Extinguisher - CO2 - RN43.04.004 | \Classifications\Specification Class\Building Equipment\Fire Protection\Fire Protection Specialities\Fire Extinguishers\CO2 | Fire Suppression, Portable Fire Extinguisher, Carbon Dioxide | FS-PFE-CD | \Classifications\Specification Class\VBIS\FS - Fire Suppression\FS-PFE - Portable Fire Extinguisher\FS-PFE-CD - Carbon Dioxide |  | BSA | 3.5kg |  |  | RN-001964 | [6 empty] | 2023-07-25 | 2 - Normal | 2 - Good | 2 - Medium |  | 2 - Normal | Statutory | Preventive | High |  |  | 12y0M
18 | Royal North Shore Hospital | RN43 - P1 Multi Storey Car Park | Level 4 | RN43.04.004 | \Locations\Royal North Shore Hospital\RN43 - P1 Multi Storey Car Park\Level 4 | \Geography\Oceania\Australia\New South Wales\Sydney Northern\Willoughby\St Leonards | \Organizations\101-NSW Health\8899-NSLHD | RN-001963 | Distribution Board - DB-4/1 | Distribution Board - DB-4/1 - RN43.04.004 | \Classifications\Specification Class\Building Equipment\Electrical\Electrical Service & Distribution\Distribution Boards | Electrical Power, Switchboard, Main Switch Board | EP-SB-MSB | \Classifications\Specification Class\VBIS\EP - Electrical Power\EP-SB - Switchboard\EP-SB-MSB - Main Switch Board |  | UNKNOWN |  |  |  | RN-001963 | [6 empty] | 2023-07-25 | 2 - Normal | 2 - Good | 3 - High |  | 2 - Normal | Statutory | Preventive | High |  |  | 20y0M
19 | Royal North Shore Hospital | RN43 - P1 Multi Storey Car Park | Level 4 | RN43.04.004 | \Locations\Royal North Shore Hospital\RN43 - P1 Multi Storey Car Park\Level 4 | \Geography\Oceania\Australia\New South Wales\Sydney Northern\Willoughby\St Leonards | \Organizations\101-NSW Health\8899-NSLHD | RN-001965 | Fire Extinguisher - Water | Fire Extinguisher - Water - RN43.04.004 | \Classifications\Specification Class\Building Equipment\Fire Protection\Fire Protection Specialities\Fire Extinguishers\Water | Fire Suppression, Portable Fire Extinguisher, Water | FS-PFE-Wa | \Classifications\Specification Class\VBIS\FS - Fire Suppression\FS-PFE - Portable Fire Extinguisher\FS-PFE-Wa - Water |  | BSA | 9.0L |  |  | RN-001965 | [6 empty] | 2023-07-25 | 2 - Normal | 2 - Good | 2 - Medium |  | 2 - Normal | Statutory | Preventive | High |  |  | 12y0M
20 | Royal North Shore Hospital | RN43 - P1 Multi Storey Car Park | Level 5 | RN43.05.006 | \Locations\Royal North Shore Hospital\RN43 - P1 Multi Storey Car Park\Level 5 | \Geography\Oceania\Australia\New South Wales\Sydney Northern\Willoughby\St Leonards | \Organizations\101-NSW Health\8899-NSLHD | RN-002053 | Fire Hydrant - Internal Landing Valve | Fire Hydrant - Internal Landing Valve - RN43.05.006 | \Classifications\Specification Class\Building Equipment\Fire Protection\Hydrants | Fire Suppression, Fire Hydrant, Internal Landing Valve | FS-FH-ILV | \Classifications\Specification Class\VBIS\FS - Fire Suppression\FS-FH - Fire Hydrant\FS-FH-ILV - Internal Landing Valve |  | UNKNOWN |  |  |  | RN-002053 | [6 empty] | 2023-07-25 | 2 - Normal | 2 - Good | 2 - Medium |  | 2 - Normal | Statutory | Preventive | High |  |  | 20y0M
21 | Royal North Shore Hospital | RN43 - P1 Multi Storey Car Park | Level 4 | RN43.04.004 | \Locations\Royal North Shore Hospital\RN43 - P1 Multi Storey Car Park\Level 4 | \Geography\Oceania\Australia\New South Wales\Sydney Northern\Willoughby\St Leonards | \Organizations\101-NSW Health\8899-NSLHD | RN-001969 | Fire Door - Single Leaf | Fire Door - Single Leaf - RN43.04.004 | \Classifications\Specification Class\Building Equipment\Fire Protection\Fire Protection Specialities\Fire Doors | Structure, Doors Fire Rated | ST-DFR | \Classifications\Specification Class\VBIS\ST - Structure\ST-DFR - Doors Fire Rated |  | NEWMAC BUILDING PRODUCTS PTY LTD | FRL 120/120/30 |  | 201463 | RN-001969 | [6 empty] | 2023-07-25 | 2 - Normal | 2 - Good | 2 - Medium |  | 2 - Normal | Statutory | Preventive | High |  |  | 20y0M
22 | Royal North Shore Hospital | RN43 - P1 Multi Storey Car Park | Level 4 | RN43.04.009 | \Locations\Royal North Shore Hospital\RN43 - P1 Multi Storey Car Park\Level 4 | \Geography\Oceania\Australia\New South Wales\Sydney Northern\Willoughby\St Leonards | \Organizations\101-NSW Health\8899-NSLHD | RN-001971 | Fire Extinguisher - Water | Fire Extinguisher - Water - RN43.04.009 | \Classifications\Specification Class\Building Equipment\Fire Protection\Fire Protection Specialities\Fire Extinguishers\Water | Fire Suppression, Portable Fire Extinguisher, Water | FS-PFE-Wa | \Classifications\Specification Class\VBIS\FS - Fire Suppression\FS-PFE - Portable Fire Extinguisher\FS-PFE-Wa - Water |  | BSA | 9.0L |  |  | RN-001971 | [6 empty] | 2023-07-25 | 2 - Normal | 2 - Good | 2 - Medium |  | 2 - Normal | Statutory | Preventive | High |  |  | 12y0M
23 | Royal North Shore Hospital | RN43 - P1 Multi Storey Car Park | Level 4 | RN43.04.009 | \Locations\Royal North Shore Hospital\RN43 - P1 Multi Storey Car Park\Level 4 | \Geography\Oceania\Australia\New South Wales\Sydney Northern\Willoughby\St Leonards | \Organizations\101-NSW Health\8899-NSLHD | RN-001973 | Fire Door - Single Leaf | Fire Door - Single Leaf - RN43.04.009 | \Classifications\Specification Class\Building Equipment\Fire Protection\Fire Protection Specialities\Fire Doors | Structure, Doors Fire Rated | ST-DFR | \Classifications\Specification Class\VBIS\ST - Structure\ST-DFR - Doors Fire Rated |  | NEWMAC BUILDING PRODUCTS PTY LTD | FRL 120/120/30 |  |  | RN-001973 |  |  |  |  | 1996-01-01 |  | 2023-07-25 | 2 - Normal | 2 - Good | 2 - Medium | Expected life could be extended based on the visual condition assessment. | 2 - Normal | Statutory | Preventive | High |  |  | 0y0M
24 | Royal North Shore Hospital | RN43 - P1 Multi Storey Car Park | Level 4 | RN43.04.009 | \Locations\Royal North Shore Hospital\RN43 - P1 Multi Storey Car Park\Level 4 | \Geography\Oceania\Australia\New South Wales\Sydney Northern\Willoughby\St Leonards | \Organizations\101-NSW Health\8899-NSLHD | RN-001974 | Fire Hydrant - Internal Landing Valve | Fire Hydrant - Internal Landing Valve - RN43.04.009 | \Classifications\Specification Class\Building Equipment\Fire Protection\Hydrants | Fire Suppression, Fire Hydrant, Internal Landing Valve | FS-FH-ILV | \Classifications\Specification Class\VBIS\FS - Fire Suppression\FS-FH - Fire Hydrant\FS-FH-ILV - Internal Landing Valve |  | UNKNOWN |  |  |  | RN-001974 | [6 empty] | 2023-07-25 | 2 - Normal | 2 - Good | 2 - Medium |  | 2 - Normal | Statutory | Preventive | High |  |  | 20y0M
25 | Royal North Shore Hospital | RN43 - P1 Multi Storey Car Park | Level 4 | RN43.04.008 | \Locations\Royal North Shore Hospital\RN43 - P1 Multi Storey Car Park\Level 4 | \Geography\Oceania\Australia\New South Wales\Sydney Northern\Willoughby\St Leonards | \Organizations\101-NSW Health\8899-NSLHD | RN-002051 | Fire Door - Single Leaf | Fire Door - Single Leaf - RN43.04.008 | \Classifications\Specification Class\Building Equipment\Fire Protection\Fire Protection Specialities\Fire Doors | Structure, Doors Fire Rated | ST-DFR | \Classifications\Specification Class\VBIS\ST - Structure\ST-DFR - Doors Fire Rated |  | NEWMAC BUILDING PRODUCTS PTY LTD | FRL 120/120/30 |  |  | RN-002051 |  |  |  |  | 1996-01-01 |  | 2023-07-25 | 2 - Normal | 2 - Good | 2 - Medium | Expected life could be extended based on the visual condition assessment. | 2 - Normal | Statutory | Preventive | High |  |  | 0y0M
26 | Royal North Shore Hospital | RN43 - P1 Multi Storey Car Park | Level 4 | RN43.04.008 | \Locations\Royal North Shore Hospital\RN43 - P1 Multi Storey Car Park\Level 4 | \Geography\Oceania\Australia\New South Wales\Sydney Northern\Willoughby\St Leonards | \Organizations\101-NSW Health\8899-NSLHD | RN-002050 | Fire Hydrant - Internal Landing Valve | Fire Hydrant - Internal Landing Valve - RN43.04.008 | \Classifications\Specification Class\Building Equipment\Fire Protection\Hydrants | Fire Suppression, Fire Hydrant, Internal Landing Valve | FS-FH-ILV | \Classifications\Specification Class\VBIS\FS - Fire Suppression\FS-FH - Fire Hydrant\FS-FH-ILV - Internal Landing Valve |  | UNKNOWN |  |  |  | RN-002050 | [6 empty] | 2023-07-25 | 2 - Normal | 2 - Good | 2 - Medium |  | 2 - Normal | Statutory | Preventive | High |  |  | 20y0M
27 | Royal North Shore Hospital | RN43 - P1 Multi Storey Car Park | Level 4 | RN43.04.008 | \Locations\Royal North Shore Hospital\RN43 - P1 Multi Storey Car Park\Level 4 | \Geography\Oceania\Australia\New South Wales\Sydney Northern\Willoughby\St Leonards | \Organizations\101-NSW Health\8899-NSLHD | RN-002055 | Fire Extinguisher - Water | Fire Extinguisher - Water - RN43.04.008 | \Classifications\Specification Class\Building Equipment\Fire Protection\Fire Protection Specialities\Fire Extinguishers\Water | Fire Suppression, Portable Fire Extinguisher, Water | FS-PFE-Wa | \Classifications\Specification Class\VBIS\FS - Fire Suppression\FS-PFE - Portable Fire Extinguisher\FS-PFE-Wa - Water |  | BSA | 9.0L |  |  | RN-002055 | [6 empty] | 2023-07-25 | 2 - Normal | 2 - Good | 2 - Medium |  | 2 - Normal | Statutory | Preventive | High |  |  | 12y0M
28 | Royal North Shore Hospital | RN43 - P1 Multi Storey Car Park | Level 4 | RN43.04.001 | \Locations\Royal North Shore Hospital\RN43 - P1 Multi Storey Car Park\Level 4\RN43.04.001 Stairway | \Geography\Oceania\Australia\New South Wales\Sydney Northern\Willoughby\St Leonards | \Organizations\101-NSW Health\8899-NSLHD | RN-002090 | Emergency Exit Sign | Emergency Exit Sign - RN43.04.001 | \Classifications\Specification Class\Building Equipment\Electrical\Other Electrical Systems\Emergency Light & Power Systems\Emergency Evacuation Lighting | Electrical Lighting, Emergency Lighting, Testing | EL-EL-Te | \Classifications\Specification Class\VBIS\EL - Electrical Lighting\EL-EL - Emergency Lighting\EL-EL-Te - Testing |  | CLEVERTRONICS | 24m |  |  | RN-002090 | [6 empty] | 2023-07-25 | 2 - Normal | 2 - Good | 2 - Medium |  | 2 - Normal | Statutory | Preventive | High |  |  | 20y0M
29 | Royal North Shore Hospital | RN43 - P1 Multi Storey Car Park | Level 4 | RN43.04.007 | \Locations\Royal North Shore Hospital\RN43 - P1 Multi Storey Car Park\Level 4 | \Geography\Oceania\Australia\New South Wales\Sydney Northern\Willoughby\St Leonards | \Organizations\101-NSW Health\8899-NSLHD | RN-002110 | Fire Door - Single Leaf | Fire Door - Single Leaf - RN43.04.007 | \Classifications\Specification Class\Building Equipment\Fire Protection\Fire Protection Specialities\Fire Doors | Structure, Doors Fire Rated | ST-DFR | \Classifications\Specification Class\VBIS\ST - Structure\ST-DFR - Doors Fire Rated |  | TERRYS TRADING | FRL -/120/30 |  |  | RN-002110 |  |  |  |  | 2005-01-01 |  | 2023-07-25 | 2 - Normal | 2 - Good | 2 - Medium |  | 2 - Normal | Statutory | Preventive | High |  |  | 6y4M
30 | Royal North Shore Hospital | RN43 - P1 Multi Storey Car Park | Level 4 | RN43.04.007 | \Locations\Royal North Shore Hospital\RN43 - P1 Multi Storey Car Park\Level 4 | \Geography\Oceania\Australia\New South Wales\Sydney Northern\Willoughby\St Leonards | \Organizations\101-NSW Health\8899-NSLHD | RN-002054 | Fire Door - Single Leaf | Fire Door - Single Leaf - RN43.04.007 | \Classifications\Specification Class\Building Equipment\Fire Protection\Fire Protection Specialities\Fire Doors | Structure, Doors Fire Rated | ST-DFR | \Classifications\Specification Class\VBIS\ST - Structure\ST-DFR - Doors Fire Rated |  | UNKNOWN |  |  |  | RN-002054 | [6 empty] | 2023-07-25 | 2 - Normal | 2 - Good | 2 - Medium |  | 2 - Normal | Statutory | Preventive | High |  |  | 20y0M
31 | Royal North Shore Hospital | RN43 - P1 Multi Storey Car Park | Level 4 | RN43.04.001 | \Locations\Royal North Shore Hospital\RN43 - P1 Multi Storey Car Park\Level 4\RN43.04.001 Stairway | \Geography\Oceania\Australia\New South Wales\Sydney Northern\Willoughby\St Leonards | \Organizations\101-NSW Health\8899-NSLHD | RN-002091 | Emergency Exit Sign | Emergency Exit Sign - RN43.04.001 | \Classifications\Specification Class\Building Equipment\Electrical\Other Electrical Systems\Emergency Light & Power Systems\Emergency Evacuation Lighting | Electrical Lighting, Emergency Lighting, Testing | EL-EL-Te | \Classifications\Specification Class\VBIS\EL - Electrical Lighting\EL-EL - Emergency Lighting\EL-EL-Te - Testing |  | CLEVERTRONICS | 24m |  |  | RN-002091 | [6 empty] | 2023-07-25 | 2 - Normal | 2 - Good | 2 - Medium |  | 2 - Normal | Statutory | Preventive | High |  |  | 20y0M
32 | Royal North Shore Hospital | RN43 - P1 Multi Storey Car Park | Level 4 | RN43.04.001 | \Locations\Royal North Shore Hospital\RN43 - P1 Multi Storey Car Park\Level 4\RN43.04.001 Stairway | \Geography\Oceania\Australia\New South Wales\Sydney Northern\Willoughby\St Leonards | \Organizations\101-NSW Health\8899-NSLHD | RN-002086 | Emergency Exit Sign | Emergency Exit Sign - RN43.04.001 | \Classifications\Specification Class\Building Equipment\Electrical\Other Electrical Systems\Emergency Light & Power Systems\Emergency Evacuation Lighting | Electrical Lighting, Emergency Lighting, Testing | EL-EL-Te | \Classifications\Specification Class\VBIS\EL - Electrical Lighting\EL-EL - Emergency Lighting\EL-EL-Te - Testing |  | CLEVERTRONICS | 24m |  |  | RN-002086 | [6 empty] | 2023-07-25 | 2 - Normal | 2 - Good | 2 - Medium |  | 2 - Normal | Statutory | Preventive | High |  |  | 20y0M
33 | Royal North Shore Hospital | RN43 - P1 Multi Storey Car Park | Level 4 | RN43.04.001 | \Locations\Royal North Shore Hospital\RN43 - P1 Multi Storey Car Park\Level 4\RN43.04.001 Stairway | \Geography\Oceania\Australia\New South Wales\Sydney Northern\Willoughby\St Leonards | \Organizations\101-NSW Health\8899-NSLHD | RN-002111 | Emergency Exit Sign | Emergency Exit Sign - RN43.04.001 | \Classifications\Specification Class\Building Equipment\Electrical\Other Electrical Systems\Emergency Light & Power Systems\Emergency Evacuation Lighting | Electrical Lighting, Emergency Lighting, Testing | EL-EL-Te | \Classifications\Specification Class\VBIS\EL - Electrical Lighting\EL-EL - Emergency Lighting\EL-EL-Te - Testing |  | CLEVERTRONICS | 24m |  |  | RN-002111 | [6 empty] | 2023-07-25 | 2 - Normal | 2 - Good | 2 - Medium |  | 2 - Normal | Statutory | Preventive | High |  |  | 20y0M
34 | Royal North Shore Hospital | RN43 - P1 Multi Storey Car Park | Level 4 | RN43.04.006 | \Locations\Royal North Shore Hospital\RN43 - P1 Multi Storey Car Park\Level 4 | \Geography\Oceania\Australia\New South Wales\Sydney Northern\Willoughby\St Leonards | \Organizations\101-NSW Health\8899-NSLHD | RN-002092 | Fire Hose Reel | Fire Hose Reel - RN43.04.006 | \Classifications\Specification Class\Building Equipment\Fire Protection\Fire Protection Specialities\Fire Hose Reels | Fire Suppression, Fire Hose Reel | FS-FHR | \Classifications\Specification Class\VBIS\FS - Fire Suppression\FS-FHR - Fire Hose Reel |  | BFI | HRS 035-GI-019-RD | 36m |  | RN-002092 |  |  |  |  | 2021-01-01 |  | 2023-07-25 | 2 - Normal | 2 - Good | 2 - Medium |  | 2 - Normal | Statutory | Preventive | High |  |  | 12y4M
35 | Royal North Shore Hospital | RN43 - P1 Multi Storey Car Park | Level 4 | RN43.04.006 | \Locations\Royal North Shore Hospital\RN43 - P1 Multi Storey Car Park\Level 4 | \Geography\Oceania\Australia\New South Wales\Sydney Northern\Willoughby\St Leonards | \Organizations\101-NSW Health\8899-NSLHD | RN-002075 | Fire Door - Single Leaf | Fire Door - Single Leaf - RN43.04.006 | \Classifications\Specification Class\Building Equipment\Fire Protection\Fire Protection Specialities\Fire Doors | Structure, Doors Fire Rated | ST-DFR | \Classifications\Specification Class\VBIS\ST - Structure\ST-DFR - Doors Fire Rated |  | UNKNOWN |  |  |  | RN-002075 | [6 empty] | 2023-07-25 | 2 - Normal | 2 - Good | 2 - Medium |  | 2 - Normal | Statutory | Preventive | High |  |  | 20y0M
36 | Royal North Shore Hospital | RN43 - P1 Multi Storey Car Park | Level 4 | RN43.04.001 | \Locations\Royal North Shore Hospital\RN43 - P1 Multi Storey Car Park\Level 4\RN43.04.001 Stairway | \Geography\Oceania\Australia\New South Wales\Sydney Northern\Willoughby\St Leonards | \Organizations\101-NSW Health\8899-NSLHD | RN-002070 | Fire Hydrant - Internal Landing Valve | Fire Hydrant - Internal Landing Valve - RN43.04.001 | \Classifications\Specification Class\Building Equipment\Fire Protection\Hydrants | Fire Suppression, Fire Hydrant, Internal Landing Valve | FS-FH-ILV | \Classifications\Specification Class\VBIS\FS - Fire Suppression\FS-FH - Fire Hydrant\FS-FH-ILV - Internal Landing Valve |  | UNKNOWN |  |  |  | RN-002070 | [6 empty] | 2023-07-25 | 2 - Normal | 2 - Good | 2 - Medium |  | 2 - Normal | Statutory | Preventive | High |  |  | 20y0M
37 | Royal North Shore Hospital | RN43 - P1 Multi Storey Car Park | Level 3 | RN43.03.001 | \Locations\Royal North Shore Hospital\RN43 - P1 Multi Storey Car Park\Level 3\RN43.03.001 Stairway | \Geography\Oceania\Australia\New South Wales\Sydney Northern\Willoughby\St Leonards | \Organizations\101-NSW Health\8899-NSLHD | RN-002064 | Fire Hose Reel | Fire Hose Reel - RN43.03.001 | \Classifications\Specification Class\Building Equipment\Fire Protection\Fire Protection Specialities\Fire Hose Reels | Fire Suppression, Fire Hose Reel | FS-FHR | \Classifications\Specification Class\VBIS\FS - Fire Suppression\FS-FHR - Fire Hose Reel |  | BFI | 035-GI-019-RD | 36m |  | RN-002064 |  |  |  |  | 2021-01-01 |  | 2023-07-25 | 2 - Normal | 2 - Good | 2 - Medium |  | 2 - Normal | Statutory | Preventive | High |  |  | 12y4M
38 | Royal North Shore Hospital | RN43 - P1 Multi Storey Car Park | Level 3 | RN43.03.005 | \Locations\Royal North Shore Hospital\RN43 - P1 Multi Storey Car Park\Level 3 | \Geography\Oceania\Australia\New South Wales\Sydney Northern\Willoughby\St Leonards | \Organizations\101-NSW Health\8899-NSLHD | RN-002049 | Fire Extinguisher - CO2 | Fire Extinguisher - CO2 - RN43.03.005 | \Classifications\Specification Class\Building Equipment\Fire Protection\Fire Protection Specialities\Fire Extinguishers\CO2 | Fire Suppression, Portable Fire Extinguisher, Carbon Dioxide | FS-PFE-CD | \Classifications\Specification Class\VBIS\FS - Fire Suppression\FS-PFE - Portable Fire Extinguisher\FS-PFE-CD - Carbon Dioxide |  | BSA | 3.5kg |  |  | RN-002049 | [6 empty] | 2023-07-25 | 2 - Normal | 2 - Good | 2 - Medium |  | 2 - Normal | Statutory | Preventive | High |  |  | 12y0M
39 | Royal North Shore Hospital | RN43 - P1 Multi Storey Car Park | Level 3 | RN43.03.005 | \Locations\Royal North Shore Hospital\RN43 - P1 Multi Storey Car Park\Level 3 | \Geography\Oceania\Australia\New South Wales\Sydney Northern\Willoughby\St Leonards | \Organizations\101-NSW Health\8899-NSLHD | RN-002074 | Distribution Board - H | Distribution Board - H - RN43.03.005 | \Classifications\Specification Class\Building Equipment\Electrical\Electrical Service & Distribution\Distribution Boards | Electrical Power, Switchboard, Main Switch Board | EP-SB-MSB | \Classifications\Specification Class\VBIS\EP - Electrical Power\EP-SB - Switchboard\EP-SB-MSB - Main Switch Board |  | UNKNOWN |  |  |  | RN-002074 | [6 empty] | 2023-07-25 | 2 - Normal | 2 - Good | 3 - High |  | 2 - Normal | Statutory | Preventive | High |  |  | 20y0M
40 | Royal North Shore Hospital | RN43 - P1 Multi Storey Car Park | Level 3 | RN43.03.005 | \Locations\Royal North Shore Hospital\RN43 - P1 Multi Storey Car Park\Level 3 | \Geography\Oceania\Australia\New South Wales\Sydney Northern\Willoughby\St Leonards | \Organizations\101-NSW Health\8899-NSLHD | RN-002069 | Fire Door - Single Leaf | Fire Door - Single Leaf - RN43.03.005 | \Classifications\Specification Class\Building Equipment\Fire Protection\Fire Protection Specialities\Fire Doors | Structure, Doors Fire Rated | ST-DFR | \Classifications\Specification Class\VBIS\ST - Structure\ST-DFR - Doors Fire Rated |  | NEWMAC BUILDING PRODUCTS PTY LTD | FRL 120/120/30 |  |  | RN-002069 | [6 empty] | 2023-07-25 | 2 - Normal | 2 - Good | 2 - Medium |  | 2 - Normal | Statutory | Preventive | High |  |  | 20y0M
41 | Royal North Shore Hospital | RN43 - P1 Multi Storey Car Park | Level 3 | RN43.03.004 | \Locations\Royal North Shore Hospital\RN43 - P1 Multi Storey Car Park\Level 3 | \Geography\Oceania\Australia\New South Wales\Sydney Northern\Willoughby\St Leonards | \Organizations\101-NSW Health\8899-NSLHD | RN-002063 | Fire Extinguisher - CO2 | Fire Extinguisher - CO2 - RN43.03.004 | \Classifications\Specification Class\Building Equipment\Fire Protection\Fire Protection Specialities\Fire Extinguishers\CO2 | Fire Suppression, Portable Fire Extinguisher, Carbon Dioxide | FS-PFE-CD | \Classifications\Specification Class\VBIS\FS - Fire Suppression\FS-PFE - Portable Fire Extinguisher\FS-PFE-CD - Carbon Dioxide |  | FLAMESTOP | 5.0kg |  |  | RN-002063 | [6 empty] | 2023-07-25 | 2 - Normal | 2 - Good | 2 - Medium |  | 2 - Normal | Statutory | Preventive | High |  |  | 12y0M
42 | Royal North Shore Hospital | RN43 - P1 Multi Storey Car Park | Level 3 | RN43.03.004 | \Locations\Royal North Shore Hospital\RN43 - P1 Multi Storey Car Park\Level 3 | \Geography\Oceania\Australia\New South Wales\Sydney Northern\Willoughby\St Leonards | \Organizations\101-NSW Health\8899-NSLHD | RN-002073 | Distribution Board - I | Distribution Board - I - RN43.03.004 | \Classifications\Specification Class\Building Equipment\Electrical\Electrical Service & Distribution\Distribution Boards | Electrical Power, Switchboard, Main Switch Board | EP-SB-MSB | \Classifications\Specification Class\VBIS\EP - Electrical Power\EP-SB - Switchboard\EP-SB-MSB - Main Switch Board |  | UNKNOWN |  |  |  | RN-002073 | [6 empty] | 2023-07-25 | 2 - Normal | 2 - Good | 3 - High |  | 2 - Normal | Statutory | Preventive | High |  |  | 20y0M
43 | Royal North Shore Hospital | RN43 - P1 Multi Storey Car Park | Level 3 | RN43.03.004 | \Locations\Royal North Shore Hospital\RN43 - P1 Multi Storey Car Park\Level 3 | \Geography\Oceania\Australia\New South Wales\Sydney Northern\Willoughby\St Leonards | \Organizations\101-NSW Health\8899-NSLHD | RN-002068 | Fire Extinguisher - Water | Fire Extinguisher - Water - RN43.03.004 | \Classifications\Specification Class\Building Equipment\Fire Protection\Fire Protection Specialities\Fire Extinguishers\Water | Fire Suppression, Portable Fire Extinguisher, Water | FS-PFE-Wa | \Classifications\Specification Class\VBIS\FS - Fire Suppression\FS-PFE - Portable Fire Extinguisher\FS-PFE-Wa - Water |  | BSA | 9.0L |  |  | RN-002068 | [6 empty] | 2023-07-25 | 2 - Normal | 2 - Good | 2 - Medium |  | 2 - Normal | Statutory | Preventive | High |  |  | 12y0M
44 | Royal North Shore Hospital | RN43 - P1 Multi Storey Car Park | Level 3 | RN43.03.009 | \Locations\Royal North Shore Hospital\RN43 - P1 Multi Storey Car Park\Level 3 | \Geography\Oceania\Australia\New South Wales\Sydney Northern\Willoughby\St Leonards | \Organizations\101-NSW Health\8899-NSLHD | RN-002067 | Fire Extinguisher - Water | Fire Extinguisher - Water - RN43.03.009 | \Classifications\Specification Class\Building Equipment\Fire Protection\Fire Protection Specialities\Fire Extinguishers\Water | Fire Suppression, Portable Fire Extinguisher, Water | FS-PFE-Wa | \Classifications\Specification Class\VBIS\FS - Fire Suppression\FS-PFE - Portable Fire Extinguisher\FS-PFE-Wa - Water |  | BSA | 9.0L |  |  | RN-002067 | [6 empty] | 2023-07-25 | 2 - Normal | 2 - Good | 2 - Medium |  | 2 - Normal | Statutory | Preventive | High |  |  | 12y0M
45 | Royal North Shore Hospital | RN43 - P1 Multi Storey Car Park | Level 3 | RN43.03.009 | \Locations\Royal North Shore Hospital\RN43 - P1 Multi Storey Car Park\Level 3 | \Geography\Oceania\Australia\New South Wales\Sydney Northern\Willoughby\St Leonards | \Organizations\101-NSW Health\8899-NSLHD | RN-002066 | Fire Door - Single Leaf | Fire Door - Single Leaf - RN43.03.009 | \Classifications\Specification Class\Building Equipment\Fire Protection\Fire Protection Specialities\Fire Doors | Structure, Doors Fire Rated | ST-DFR | \Classifications\Specification Class\VBIS\ST - Structure\ST-DFR - Doors Fire Rated |  | NEWMAC BUILDING PRODUCTS PTY LTD | FRL 120/120/30 |  |  | RN-002066 |  |  |  |  | 1990-01-01 |  | 2023-07-25 | 2 - Normal | 2 - Good | 2 - Medium | Expected life could be extended based on the visual condition assessment. | 2 - Normal | Statutory | Preventive | High |  |  | 0y0M
46 | Royal North Shore Hospital | RN43 - P1 Multi Storey Car Park | Level 3 | RN43.03.008 | \Locations\Royal North Shore Hospital\RN43 - P1 Multi Storey Car Park\Level 3 | \Geography\Oceania\Australia\New South Wales\Sydney Northern\Willoughby\St Leonards | \Organizations\101-NSW Health\8899-NSLHD | RN-002062 | Fire Extinguisher - Water | Fire Extinguisher - Water - RN43.03.008 | \Classifications\Specification Class\Building Equipment\Fire Protection\Fire Protection Specialities\Fire Extinguishers\Water | Fire Suppression, Portable Fire Extinguisher, Water | FS-PFE-Wa | \Classifications\Specification Class\VBIS\FS - Fire Suppression\FS-PFE - Portable Fire Extinguisher\FS-PFE-Wa - Water |  | BSA | 9.0L |  |  | RN-002062 | [6 empty] | 2023-07-25 | 2 - Normal | 2 - Good | 2 - Medium |  | 2 - Normal | Statutory | Preventive | High |  |  | 12y0M
47 | Royal North Shore Hospital | RN43 - P1 Multi Storey Car Park | Level 3 | RN43.03.008 | \Locations\Royal North Shore Hospital\RN43 - P1 Multi Storey Car Park\Level 3 | \Geography\Oceania\Australia\New South Wales\Sydney Northern\Willoughby\St Leonards | \Organizations\101-NSW Health\8899-NSLHD | RN-002061 | Fire Door - Single Leaf | Fire Door - Single Leaf - RN43.03.008 | \Classifications\Specification Class\Building Equipment\Fire Protection\Fire Protection Specialities\Fire Doors | Structure, Doors Fire Rated | ST-DFR | \Classifications\Specification Class\VBIS\ST - Structure\ST-DFR - Doors Fire Rated |  | AUSTRALASIAN FIRE DOORS | FRL -/120/30 |  |  | RN-002061 |  |  |  |  | 2013-01-01 |  | 2023-07-25 | 2 - Normal | 2 - Good | 2 - Medium |  | 2 - Normal | Statutory | Preventive | High |  |  | 14y4M
48 | Royal North Shore Hospital | RN43 - P1 Multi Storey Car Park | Level 3 | RN43.03.007 | \Locations\Royal North Shore Hospital\RN43 - P1 Multi Storey Car Park\Level 3 | \Geography\Oceania\Australia\New South Wales\Sydney Northern\Willoughby\St Leonards | \Organizations\101-NSW Health\8899-NSLHD | RN-002043 | Fire Hose Reel | Fire Hose Reel - RN43.03.007 | \Classifications\Specification Class\Building Equipment\Fire Protection\Fire Protection Specialities\Fire Hose Reels | Fire Suppression, Fire Hose Reel | FS-FHR | \Classifications\Specification Class\VBIS\FS - Fire Suppression\FS-FHR - Fire Hose Reel |  | FIREWORLD | HS3626-480 | 36m |  | RN-002043 |  |  |  |  | 2022-02-01 |  | 2023-07-25 | 2 - Normal | 2 - Good | 2 - Medium |  | 2 - Normal | Statutory | Preventive | High |  |  | 13y5M
49 | Royal North Shore Hospital | RN43 - P1 Multi Storey Car Park | Level 3 | RN43.03.007 | \Locations\Royal North Shore Hospital\RN43 - P1 Multi Storey Car Park\Level 3 | \Geography\Oceania\Australia\New South Wales\Sydney Northern\Willoughby\St Leonards | \Organizations\101-NSW Health\8899-NSLHD | RN-002044 | Fire Door - Single Leaf | Fire Door - Single Leaf - RN43.03.007 | \Classifications\Specification Class\Building Equipment\Fire Protection\Fire Protection Specialities\Fire Doors | Structure, Doors Fire Rated | ST-DFR | \Classifications\Specification Class\VBIS\ST - Structure\ST-DFR - Doors Fire Rated |  | TERRYS TRADING | FRL -/120/30 |  |  | RN-002044 |  |  |  |  | 2005-01-01 |  | 2023-07-25 | 2 - Normal | 2 - Good | 2 - Medium |  | 2 - Normal | Statutory | Preventive | High |  |  | 6y4M
50 | Royal North Shore Hospital | RN43 - P1 Multi Storey Car Park | Level 3 | RN43.03.006 | \Locations\Royal North Shore Hospital\RN43 - P1 Multi Storey Car Park\Level 3 | \Geography\Oceania\Australia\New South Wales\Sydney Northern\Willoughby\St Leonards | \Organizations\101-NSW Health\8899-NSLHD | RN-002045 | Fire Hose Reel | Fire Hose Reel - RN43.03.006 | \Classifications\Specification Class\Building Equipment\Fire Protection\Fire Protection Specialities\Fire Hose Reels | Fire Suppression, Fire Hose Reel | FS-FHR | \Classifications\Specification Class\VBIS\FS - Fire Suppression\FS-FHR - Fire Hose Reel |  | FLAMESTOP | FSHRV36 | 36m |  | RN-002045 |  |  |  |  | 2018-01-01 |  | 2023-07-25 | 2 - Normal | 2 - Good | 2 - Medium |  | 2 - Normal | Statutory | Preventive | High |  |  | 9y4M
51 | Royal North Shore Hospital | RN43 - P1 Multi Storey Car Park | Level 3 | RN43.03.006 | \Locations\Royal North Shore Hospital\RN43 - P1 Multi Storey Car Park\Level 3 | \Geography\Oceania\Australia\New South Wales\Sydney Northern\Willoughby\St Leonards | \Organizations\101-NSW Health\8899-NSLHD | RN-002046 | Fire Door - Single Leaf | Fire Door - Single Leaf - RN43.03.006 | \Classifications\Specification Class\Building Equipment\Fire Protection\Fire Protection Specialities\Fire Doors | Structure, Doors Fire Rated | ST-DFR | \Classifications\Specification Class\VBIS\ST - Structure\ST-DFR - Doors Fire Rated |  | TERRYS TRADING | FRL -/120/30 |  |  | RN-002046 |  |  |  |  | 2005-01-01 |  | 2023-07-25 | 2 - Normal | 2 - Good | 2 - Medium |  | 2 - Normal | Statutory | Preventive | High |  |  | 6y4M
52 | Royal North Shore Hospital | RN43 - P1 Multi Storey Car Park | Level 3 | RN43.03.006 | \Locations\Royal North Shore Hospital\RN43 - P1 Multi Storey Car Park\Level 3 | \Geography\Oceania\Australia\New South Wales\Sydney Northern\Willoughby\St Leonards | \Organizations\101-NSW Health\8899-NSLHD | RN-002072 | Fire Door - Single Leaf | Fire Door - Single Leaf - RN43.03.006 | \Classifications\Specification Class\Building Equipment\Fire Protection\Fire Protection Specialities\Fire Doors | Structure, Doors Fire Rated | ST-DFR | \Classifications\Specification Class\VBIS\ST - Structure\ST-DFR - Doors Fire Rated |  | UNKNOWN |  |  |  | RN-002072 | [6 empty] | 2023-07-25 | 2 - Normal | 2 - Good | 2 - Medium |  | 2 - Normal | Statutory | Preventive | High |  |  | 20y0M
53 | Royal North Shore Hospital | RN43 - P1 Multi Storey Car Park | Level 2 | RN43.02.001 | \Locations\Royal North Shore Hospital\RN43 - P1 Multi Storey Car Park\Level 2\RN43.02.001 Stairway | \Geography\Oceania\Australia\New South Wales\Sydney Northern\Willoughby\St Leonards | \Organizations\101-NSW Health\8899-NSLHD | RN-002071 | Fire Hydrant - Internal Landing Valve | Fire Hydrant - Internal Landing Valve - RN43.02.001 | \Classifications\Specification Class\Building Equipment\Fire Protection\Hydrants | Fire Suppression, Fire Hydrant, Internal Landing Valve | FS-FH-ILV | \Classifications\Specification Class\VBIS\FS - Fire Suppression\FS-FH - Fire Hydrant\FS-FH-ILV - Internal Landing Valve |  | UNKNOWN |  |  |  | RN-002071 | [6 empty] | 2023-07-25 | 2 - Normal | 2 - Good | 2 - Medium |  | 2 - Normal | Statutory | Preventive | High |  |  | 20y0M
54 | Royal North Shore Hospital | RN43 - P1 Multi Storey Car Park | Level 2 | RN43.02.001 | \Locations\Royal North Shore Hospital\RN43 - P1 Multi Storey Car Park\Level 2\RN43.02.001 Stairway | \Geography\Oceania\Australia\New South Wales\Sydney Northern\Willoughby\St Leonards | \Organizations\101-NSW Health\8899-NSLHD | RN-002060 | Fire Hose Reel | Fire Hose Reel - RN43.02.001 | \Classifications\Specification Class\Building Equipment\Fire Protection\Fire Protection Specialities\Fire Hose Reels | Fire Suppression, Fire Hose Reel | FS-FHR | \Classifications\Specification Class\VBIS\FS - Fire Suppression\FS-FHR - Fire Hose Reel |  | CHUBB | 36m |  |  | RN-002060 |  |  |  |  | 2005-01-01 |  | 2023-07-25 | 2 - Normal | 2 - Good | 2 - Medium | Expected life could be extended based on the visual condition assessment. | 2 - Normal | Statutory | Preventive | High |  |  | 0y0M
55 | Royal North Shore Hospital | RN43 - P1 Multi Storey Car Park | Level 2 | RN43.02.001 | \Locations\Royal North Shore Hospital\RN43 - P1 Multi Storey Car Park\Level 2\RN43.02.001 Stairway | \Geography\Oceania\Australia\New South Wales\Sydney Northern\Willoughby\St Leonards | \Organizations\101-NSW Health\8899-NSLHD | RN-002124 | Emergency Light | Emergency Light - RN43.02.001 | \Classifications\Specification Class\Building Equipment\Electrical\Other Electrical Systems\Emergency Light & Power Systems\Emergency Evacuation Lighting | Electrical Lighting, Emergency Lighting, Testing | EL-EL-Te | \Classifications\Specification Class\VBIS\EL - Electrical Lighting\EL-EL - Emergency Lighting\EL-EL-Te - Testing |  | CLEVERTRONICS |  |  |  | RN-002124 | [6 empty] | 2023-07-25 | 2 - Normal | 2 - Good | 2 - Medium |  | 2 - Normal | Statutory | Preventive | High |  |  | 20y0M
56 | Royal North Shore Hospital | RN43 - P1 Multi Storey Car Park | Level 2 | RN43.02.001 | \Locations\Royal North Shore Hospital\RN43 - P1 Multi Storey Car Park\Level 2\RN43.02.001 Stairway | \Geography\Oceania\Australia\New South Wales\Sydney Northern\Willoughby\St Leonards | \Organizations\101-NSW Health\8899-NSLHD | RN-002119 | Emergency Light | Emergency Light - RN43.02.001 | \Classifications\Specification Class\Building Equipment\Electrical\Other Electrical Systems\Emergency Light & Power Systems\Emergency Evacuation Lighting | Electrical Lighting, Emergency Lighting, Testing | EL-EL-Te | \Classifications\Specification Class\VBIS\EL - Electrical Lighting\EL-EL - Emergency Lighting\EL-EL-Te - Testing |  | CLEVERTRONICS |  |  |  | RN-002119 | [6 empty] | 2023-07-25 | 2 - Normal | 2 - Good | 2 - Medium |  | 2 - Normal | Statutory | Preventive | High |  |  | 20y0M
57 | Royal North Shore Hospital | RN43 - P1 Multi Storey Car Park | Level 2 | RN43.02.001 | \Locations\Royal North Shore Hospital\RN43 - P1 Multi Storey Car Park\Level 2\RN43.02.001 Stairway | \Geography\Oceania\Australia\New South Wales\Sydney Northern\Willoughby\St Leonards | \Organizations\101-NSW Health\8899-NSLHD | RN-002128 | Emergency Light | Emergency Light - RN43.02.001 | \Classifications\Specification Class\Building Equipment\Electrical\Other Electrical Systems\Emergency Light & Power Systems\Emergency Evacuation Lighting | Electrical Lighting, Emergency Lighting, Testing | EL-EL-Te | \Classifications\Specification Class\VBIS\EL - Electrical Lighting\EL-EL - Emergency Lighting\EL-EL-Te - Testing |  | CLEVERTRONICS |  |  |  | RN-002128 | [6 empty] | 2023-07-25 | 2 - Normal | 2 - Good | 2 - Medium |  | 2 - Normal | Statutory | Preventive | High |  |  | 20y0M
58 | Royal North Shore Hospital | RN43 - P1 Multi Storey Car Park | Level 5 | RN43.05.001 | \Locations\Royal North Shore Hospital\RN43 - P1 Multi Storey Car Park\Level 5\RN43.05.001 Stairway | \Geography\Oceania\Australia\New South Wales\Sydney Northern\Willoughby\St Leonards | \Organizations\101-NSW Health\8899-NSLHD | RN-002082 | Emergency Exit Sign | Emergency Exit Sign - RN43.05.001 | \Classifications\Specification Class\Building Equipment\Electrical\Other Electrical Systems\Emergency Light & Power Systems\Emergency Evacuation Lighting | Electrical Lighting, Emergency Lighting, Testing | EL-EL-Te | \Classifications\Specification Class\VBIS\EL - Electrical Lighting\EL-EL - Emergency Lighting\EL-EL-Te - Testing |  | CLEVERTRONICS | 24m |  |  | RN-002082 | [6 empty] | 2023-07-25 | 2 - Normal | 3 - Fair | 2 - Medium |  | 2 - Normal | Statutory | Preventive | High |  |  | 15y0M
59 | Royal North Shore Hospital | RN43 - P1 Multi Storey Car Park | Level 5 | RN43.05.001 | \Locations\Royal North Shore Hospital\RN43 - P1 Multi Storey Car Park\Level 5\RN43.05.001 Stairway | \Geography\Oceania\Australia\New South Wales\Sydney Northern\Willoughby\St Leonards | \Organizations\101-NSW Health\8899-NSLHD | RN-002076 | Emergency Exit Sign | Emergency Exit Sign - RN43.05.001 | \Classifications\Specification Class\Building Equipment\Electrical\Other Electrical Systems\Emergency Light & Power Systems\Emergency Evacuation Lighting | Electrical Lighting, Emergency Lighting, Testing | EL-EL-Te | \Classifications\Specification Class\VBIS\EL - Electrical Lighting\EL-EL - Emergency Lighting\EL-EL-Te - Testing |  | CLEVERTRONICS | 24m |  |  | RN-002076 | [6 empty] | 2023-07-25 | 2 - Normal | 3 - Fair | 2 - Medium |  | 2 - Normal | Statutory | Preventive | High |  |  | 15y0M
60 | Royal North Shore Hospital | RN43 - P1 Multi Storey Car Park | Level 5 | RN43.05.004 | \Locations\Royal North Shore Hospital\RN43 - P1 Multi Storey Car Park\Level 5 | \Geography\Oceania\Australia\New South Wales\Sydney Northern\Willoughby\St Leonards | \Organizations\101-NSW Health\8899-NSLHD | RN-001869 | Fire Extinguisher - Water | Fire Extinguisher - Water - RN43.05.004 | \Classifications\Specification Class\Building Equipment\Fire Protection\Fire Protection Specialities\Fire Extinguishers\Water | Fire Suppression, Portable Fire Extinguisher, Water | FS-PFE-Wa | \Classifications\Specification Class\VBIS\FS - Fire Suppression\FS-PFE - Portable Fire Extinguisher\FS-PFE-Wa - Water |  | BSA | 9.0L |  |  | RN-001869 | [6 empty] | 2023-07-25 | 2 - Normal | 3 - Fair | 2 - Medium |  | 2 - Normal | Statutory | Preventive | High |  |  | 9y0M
61 | Royal North Shore Hospital | RN43 - P1 Multi Storey Car Park | Level 5 | RN43.05.004 | \Locations\Royal North Shore Hospital\RN43 - P1 Multi Storey Car Park\Level 5 | \Geography\Oceania\Australia\New South Wales\Sydney Northern\Willoughby\St Leonards | \Organizations\101-NSW Health\8899-NSLHD | RN-002113 | Emergency Exit Sign | Emergency Exit Sign - RN43.05.004 | \Classifications\Specification Class\Building Equipment\Electrical\Other Electrical Systems\Emergency Light & Power Systems\Emergency Evacuation Lighting | Electrical Lighting, Emergency Lighting, Testing | EL-EL-Te | \Classifications\Specification Class\VBIS\EL - Electrical Lighting\EL-EL - Emergency Lighting\EL-EL-Te - Testing |  | CLEVERTRONICS | 24m |  |  | RN-002113 | [6 empty] | 2023-07-25 | 2 - Normal | 3 - Fair | 2 - Medium |  | 2 - Normal | Statutory | Preventive | High |  |  | 15y0M
62 | Royal North Shore Hospital | RN43 - P1 Multi Storey Car Park | Level 5 | RN43.05.004 | \Locations\Royal North Shore Hospital\RN43 - P1 Multi Storey Car Park\Level 5 | \Geography\Oceania\Australia\New South Wales\Sydney Northern\Willoughby\St Leonards | \Organizations\101-NSW Health\8899-NSLHD | RN-001868 | Fire Door - Single Leaf | Fire Door - Single Leaf - RN43.05.004 | \Classifications\Specification Class\Building Equipment\Fire Protection\Fire Protection Specialities\Fire Doors | Structure, Doors Fire Rated | ST-DFR | \Classifications\Specification Class\VBIS\ST - Structure\ST-DFR - Doors Fire Rated |  | AUSTRALASIAN FIRE DOORS | FRL -/120/30 |  | 8557 | RN-001868 |  |  |  |  | 2013-01-01 |  | 2023-07-25 | 2 - Normal | 3 - Fair | 2 - Medium |  | 2 - Normal | Statutory | Preventive | High |  |  | 14y4M
63 | Royal North Shore Hospital | RN43 - P1 Multi Storey Car Park | Level 5 | RN43.05.001 | \Locations\Royal North Shore Hospital\RN43 - P1 Multi Storey Car Park\Level 5\RN43.05.001 Stairway | \Geography\Oceania\Australia\New South Wales\Sydney Northern\Willoughby\St Leonards | \Organizations\101-NSW Health\8899-NSLHD | RN-001874 | Emergency Exit Sign | Emergency Exit Sign - RN43.05.001 | \Classifications\Specification Class\Building Equipment\Electrical\Other Electrical Systems\Emergency Light & Power Systems\Emergency Evacuation Lighting | Electrical Lighting, Emergency Lighting, Testing | EL-EL-Te | \Classifications\Specification Class\VBIS\EL - Electrical Lighting\EL-EL - Emergency Lighting\EL-EL-Te - Testing |  | CLEVERTRONICS | 24m |  |  | RN-001874 | [6 empty] | 2023-07-25 | 2 - Normal | 3 - Fair | 2 - Medium |  | 2 - Normal | Statutory | Preventive | High |  |  | 15y0M
64 | Royal North Shore Hospital | RN43 - P1 Multi Storey Car Park | Level 5 | RN43.05.001 | \Locations\Royal North Shore Hospital\RN43 - P1 Multi Storey Car Park\Level 5\RN43.05.001 Stairway | \Geography\Oceania\Australia\New South Wales\Sydney Northern\Willoughby\St Leonards | \Organizations\101-NSW Health\8899-NSLHD | RN-001883 | Emergency Exit Sign | Emergency Exit Sign - RN43.05.001 | \Classifications\Specification Class\Building Equipment\Electrical\Other Electrical Systems\Emergency Light & Power Systems\Emergency Evacuation Lighting | Electrical Lighting, Emergency Lighting, Testing | EL-EL-Te | \Classifications\Specification Class\VBIS\EL - Electrical Lighting\EL-EL - Emergency Lighting\EL-EL-Te - Testing |  | CLEVERTRONICS | 24m |  |  | RN-001883 | [6 empty] | 2023-07-25 | 2 - Normal | 3 - Fair | 2 - Medium |  | 2 - Normal | Statutory | Preventive | High |  |  | 15y0M
65 | Royal North Shore Hospital | RN43 - P1 Multi Storey Car Park | Level 5 | RN43.05.009 | \Locations\Royal North Shore Hospital\RN43 - P1 Multi Storey Car Park\Level 5 | \Geography\Oceania\Australia\New South Wales\Sydney Northern\Willoughby\St Leonards | \Organizations\101-NSW Health\8899-NSLHD | RN-001875 | Fire Extinguisher - Water | Fire Extinguisher - Water - RN43.05.009 | \Classifications\Specification Class\Building Equipment\Fire Protection\Fire Protection Specialities\Fire Extinguishers\Water | Fire Suppression, Portable Fire Extinguisher, Water | FS-PFE-Wa | \Classifications\Specification Class\VBIS\FS - Fire Suppression\FS-PFE - Portable Fire Extinguisher\FS-PFE-Wa - Water |  | BSA | 9.0L |  |  | RN-001875 | [6 empty] | 2023-07-25 | 2 - Normal | 3 - Fair | 2 - Medium |  | 2 - Normal | Statutory | Preventive | High |  |  | 9y0M
66 | Royal North Shore Hospital | RN43 - P1 Multi Storey Car Park | Level 5 | RN43.05.009 | \Locations\Royal North Shore Hospital\RN43 - P1 Multi Storey Car Park\Level 5 | \Geography\Oceania\Australia\New South Wales\Sydney Northern\Willoughby\St Leonards | \Organizations\101-NSW Health\8899-NSLHD | RN-001884 | Emergency Exit Sign | Emergency Exit Sign - RN43.05.009 | \Classifications\Specification Class\Building Equipment\Electrical\Other Electrical Systems\Emergency Light & Power Systems\Emergency Evacuation Lighting | Electrical Lighting, Emergency Lighting, Testing | EL-EL-Te | \Classifications\Specification Class\VBIS\EL - Electrical Lighting\EL-EL - Emergency Lighting\EL-EL-Te - Testing |  | CLEVERTRONICS | 24m |  |  | RN-001884 | [6 empty] | 2023-07-25 | 2 - Normal | 3 - Fair | 2 - Medium |  | 2 - Normal | Statutory | Preventive | High |  |  | 15y0M
67 | Royal North Shore Hospital | RN43 - P1 Multi Storey Car Park | Level 5 | RN43.05.009 | \Locations\Royal North Shore Hospital\RN43 - P1 Multi Storey Car Park\Level 5 | \Geography\Oceania\Australia\New South Wales\Sydney Northern\Willoughby\St Leonards | \Organizations\101-NSW Health\8899-NSLHD | RN-001889 | Fire Door - Single Leaf | Fire Door - Single Leaf - RN43.05.009 | \Classifications\Specification Class\Building Equipment\Fire Protection\Fire Protection Specialities\Fire Doors | Structure, Doors Fire Rated | ST-DFR | \Classifications\Specification Class\VBIS\ST - Structure\ST-DFR - Doors Fire Rated |  | AUSTRALASIAN FIRE DOORS | FRL -/120/30 |  | 8561 | RN-001889 |  |  |  |  | 2013-01-01 |  | 2023-07-25 | 2 - Normal | 3 - Fair | 2 - Medium |  | 2 - Normal | Statutory | Preventive | High |  |  | 14y4M
68 | Royal North Shore Hospital | RN43 - P1 Multi Storey Car Park | Level 5 | RN43.05.001 | \Locations\Royal North Shore Hospital\RN43 - P1 Multi Storey Car Park\Level 5\RN43.05.001 Stairway | \Geography\Oceania\Australia\New South Wales\Sydney Northern\Willoughby\St Leonards | \Organizations\101-NSW Health\8899-NSLHD | RN-001878 | Emergency Exit Sign | Emergency Exit Sign - RN43.05.001 | \Classifications\Specification Class\Building Equipment\Electrical\Other Electrical Systems\Emergency Light & Power Systems\Emergency Evacuation Lighting | Electrical Lighting, Emergency Lighting, Testing | EL-EL-Te | \Classifications\Specification Class\VBIS\EL - Electrical Lighting\EL-EL - Emergency Lighting\EL-EL-Te - Testing |  | CLEVERTRONICS | 24m |  |  | RN-001878 | [6 empty] | 2023-07-25 | 2 - Normal | 3 - Fair | 2 - Medium |  | 2 - Normal | Statutory | Preventive | High |  |  | 15y0M
69 | Royal North Shore Hospital | RN43 - P1 Multi Storey Car Park | Level 5 | RN43.05.001 | \Locations\Royal North Shore Hospital\RN43 - P1 Multi Storey Car Park\Level 5\RN43.05.001 Stairway | \Geography\Oceania\Australia\New South Wales\Sydney Northern\Willoughby\St Leonards | \Organizations\101-NSW Health\8899-NSLHD | RN-001879 | Emergency Exit Sign | Emergency Exit Sign - RN43.05.001 | \Classifications\Specification Class\Building Equipment\Electrical\Other Electrical Systems\Emergency Light & Power Systems\Emergency Evacuation Lighting | Electrical Lighting, Emergency Lighting, Testing | EL-EL-Te | \Classifications\Specification Class\VBIS\EL - Electrical Lighting\EL-EL - Emergency Lighting\EL-EL-Te - Testing |  | CLEVERTRONICS | 24m |  |  | RN-001879 | [6 empty] | 2023-07-25 | 2 - Normal | 3 - Fair | 2 - Medium |  | 2 - Normal | Statutory | Preventive | High |  |  | 15y0M
70 | Royal North Shore Hospital | RN43 - P1 Multi Storey Car Park | Level 5 | RN43.05.001 | \Locations\Royal North Shore Hospital\RN43 - P1 Multi Storey Car Park\Level 5\RN43.05.001 Stairway | \Geography\Oceania\Australia\New South Wales\Sydney Northern\Willoughby\St Leonards | \Organizations\101-NSW Health\8899-NSLHD | RN-001895 | Emergency Exit Sign | Emergency Exit Sign - RN43.05.001 | \Classifications\Specification Class\Building Equipment\Electrical\Other Electrical Systems\Emergency Light & Power Systems\Emergency Evacuation Lighting | Electrical Lighting, Emergency Lighting, Testing | EL-EL-Te | \Classifications\Specification Class\VBIS\EL - Electrical Lighting\EL-EL - Emergency Lighting\EL-EL-Te - Testing |  | CLEVERTRONICS | 24m |  |  | RN-001895 | [6 empty] | 2023-07-25 | 2 - Normal | 3 - Fair | 2 - Medium |  | 2 - Normal | Statutory | Preventive | High |  |  | 15y0M
71 | Royal North Shore Hospital | RN43 - P1 Multi Storey Car Park | Level 5 | RN43.05.008 | \Locations\Royal North Shore Hospital\RN43 - P1 Multi Storey Car Park\Level 5 | \Geography\Oceania\Australia\New South Wales\Sydney Northern\Willoughby\St Leonards | \Organizations\101-NSW Health\8899-NSLHD | RN-001891 | Emergency Exit Sign | Emergency Exit Sign - RN43.05.008 | \Classifications\Specification Class\Building Equipment\Electrical\Other Electrical Systems\Emergency Light & Power Systems\Emergency Evacuation Lighting | Electrical Lighting, Emergency Lighting, Testing | EL-EL-Te | \Classifications\Specification Class\VBIS\EL - Electrical Lighting\EL-EL - Emergency Lighting\EL-EL-Te - Testing |  | CLEVERTRONICS | 24m |  |  | RN-001891 | [6 empty] | 2023-07-25 | 2 - Normal | 3 - Fair | 2 - Medium |  | 2 - Normal | Statutory | Preventive | High |  |  | 15y0M
72 | Royal North Shore Hospital | RN43 - P1 Multi Storey Car Park | Level 5 | RN43.05.008 | \Locations\Royal North Shore Hospital\RN43 - P1 Multi Storey Car Park\Level 5 | \Geography\Oceania\Australia\New South Wales\Sydney Northern\Willoughby\St Leonards | \Organizations\101-NSW Health\8899-NSLHD | RN-001885 | Fire Door - Single Leaf | Fire Door - Single Leaf - RN43.05.008 | \Classifications\Specification Class\Building Equipment\Fire Protection\Fire Protection Specialities\Fire Doors | Structure, Doors Fire Rated | ST-DFR | \Classifications\Specification Class\VBIS\ST - Structure\ST-DFR - Doors Fire Rated |  | AUSTRALASIAN FIRE DOORS | FRL -/120/30 |  | 8562 | RN-001885 |  |  |  |  | 2013-01-01 |  | 2023-07-25 | 2 - Normal | 3 - Fair | 2 - Medium |  | 2 - Normal | Statutory | Preventive | High |  |  | 14y4M
73 | Royal North Shore Hospital | RN43 - P1 Multi Storey Car Park | Level 5 | RN43.05.008 | \Locations\Royal North Shore Hospital\RN43 - P1 Multi Storey Car Park\Level 5 | \Geography\Oceania\Australia\New South Wales\Sydney Northern\Willoughby\St Leonards | \Organizations\101-NSW Health\8899-NSLHD | RN-001887 | Fire Hose Reel | Fire Hose Reel - RN43.05.008 | \Classifications\Specification Class\Building Equipment\Fire Protection\Fire Protection Specialities\Fire Hose Reels | Fire Suppression, Fire Hose Reel | FS-FHR | \Classifications\Specification Class\VBIS\FS - Fire Suppression\FS-FHR - Fire Hose Reel |  | CHUBB | 36m |  |  | RN-001887 |  |  |  |  | 2004-01-01 |  | 2023-07-25 | 2 - Normal | 3 - Fair | 2 - Medium | Expected life could be extended based on the visual condition assessment. | 2 - Normal | Statutory | Preventive | High |  |  | 0y0M
74 | Royal North Shore Hospital | RN43 - P1 Multi Storey Car Park | Level 5 | RN43.05.007 | \Locations\Royal North Shore Hospital\RN43 - P1 Multi Storey Car Park\Level 5 | \Geography\Oceania\Australia\New South Wales\Sydney Northern\Willoughby\St Leonards | \Organizations\101-NSW Health\8899-NSLHD | RN-001953 | Fire Door - Single Leaf | Fire Door - Single Leaf - RN43.05.007 | \Classifications\Specification Class\Building Equipment\Fire Protection\Fire Protection Specialities\Fire Doors | Structure, Doors Fire Rated | ST-DFR | \Classifications\Specification Class\VBIS\ST - Structure\ST-DFR - Doors Fire Rated |  | AUSTRALASIAN FIRE DOORS | FRL -/120/30 |  | 8563 | RN-001953 |  |  |  |  | 2013-01-01 |  | 2023-07-25 | 2 - Normal | 3 - Fair | 2 - Medium |  | 2 - Normal | Statutory | Preventive | High |  |  | 14y4M
75 | Royal North Shore Hospital | RN43 - P1 Multi Storey Car Park | Level 5 | RN43.05.007 | \Locations\Royal North Shore Hospital\RN43 - P1 Multi Storey Car Park\Level 5 | \Geography\Oceania\Australia\New South Wales\Sydney Northern\Willoughby\St Leonards | \Organizations\101-NSW Health\8899-NSLHD | RN-001954 | Fire Hydrant - Internal Landing Valve | Fire Hydrant - Internal Landing Valve - RN43.05.007 | \Classifications\Specification Class\Building Equipment\Fire Protection\Hydrants | Fire Suppression, Fire Hydrant, Internal Landing Valve | FS-FH-ILV | \Classifications\Specification Class\VBIS\FS - Fire Suppression\FS-FH - Fire Hydrant\FS-FH-ILV - Internal Landing Valve |  | UNKNOWN |  |  |  | RN-001954 | [6 empty] | 2023-07-25 | 2 - Normal | 3 - Fair | 2 - Medium |  | 2 - Normal | Statutory | Preventive | High |  |  | 15y0M
76 | Royal North Shore Hospital | RN43 - P1 Multi Storey Car Park | Level 5 | RN43.05.007 | \Locations\Royal North Shore Hospital\RN43 - P1 Multi Storey Car Park\Level 5 | \Geography\Oceania\Australia\New South Wales\Sydney Northern\Willoughby\St Leonards | \Organizations\101-NSW Health\8899-NSLHD | RN-001951 | Emergency Exit Sign | Emergency Exit Sign - RN43.05.007 | \Classifications\Specification Class\Building Equipment\Electrical\Other Electrical Systems\Emergency Light & Power Systems\Emergency Evacuation Lighting | Electrical Lighting, Emergency Lighting, Testing | EL-EL-Te | \Classifications\Specification Class\VBIS\EL - Electrical Lighting\EL-EL - Emergency Lighting\EL-EL-Te - Testing |  | CLEVERTRONICS | 24m |  |  | RN-001951 | [6 empty] | 2023-07-25 | 2 - Normal | 2 - Good | 2 - Medium |  | 2 - Normal | Statutory | Preventive | High |  |  | 20y0M
77 | Royal North Shore Hospital | RN43 - P1 Multi Storey Car Park | Level 5 | RN43.05.007 | \Locations\Royal North Shore Hospital\RN43 - P1 Multi Storey Car Park\Level 5 | \Geography\Oceania\Australia\New South Wales\Sydney Northern\Willoughby\St Leonards | \Organizations\101-NSW Health\8899-NSLHD | RN-001952 | Fire Hose Reel | Fire Hose Reel - RN43.05.007 | \Classifications\Specification Class\Building Equipment\Fire Protection\Fire Protection Specialities\Fire Hose Reels | Fire Suppression, Fire Hose Reel | FS-FHR | \Classifications\Specification Class\VBIS\FS - Fire Suppression\FS-FHR - Fire Hose Reel |  | BFI | 36m |  |  | RN-001952 |  |  |  |  | 2019-01-01 |  | 2023-07-25 | 2 - Normal | 3 - Fair | 2 - Medium |  | 2 - Normal | Statutory | Preventive | High |  |  | 10y4M
78 | Royal North Shore Hospital | RN43 - P1 Multi Storey Car Park | Level 4 | RN43.04.001 | \Locations\Royal North Shore Hospital\RN43 - P1 Multi Storey Car Park\Level 4\RN43.04.001 Stairway | \Geography\Oceania\Australia\New South Wales\Sydney Northern\Willoughby\St Leonards | \Organizations\101-NSW Health\8899-NSLHD | RN-001893 | Fire Hose Reel | Fire Hose Reel - RN43.04.001 | \Classifications\Specification Class\Building Equipment\Fire Protection\Fire Protection Specialities\Fire Hose Reels | Fire Suppression, Fire Hose Reel | FS-FHR | \Classifications\Specification Class\VBIS\FS - Fire Suppression\FS-FHR - Fire Hose Reel |  | FLAMESTOP | 36m |  |  | RN-001893 |  |  |  |  | 2021-01-01 |  | 2023-07-25 | 2 - Normal | 2 - Good | 2 - Medium |  | 2 - Normal | Statutory | Preventive | High |  |  | 12y4M
79 | Royal North Shore Hospital | RN43 - P1 Multi Storey Car Park | Level 4 | RN43.04.001 | \Locations\Royal North Shore Hospital\RN43 - P1 Multi Storey Car Park\Level 4\RN43.04.001 Stairway | \Geography\Oceania\Australia\New South Wales\Sydney Northern\Willoughby\St Leonards | \Organizations\101-NSW Health\8899-NSLHD | RN-001894 | Fire Hydrant - Internal Landing Valve | Fire Hydrant - Internal Landing Valve - RN43.04.001 | \Classifications\Specification Class\Building Equipment\Fire Protection\Hydrants | Fire Suppression, Fire Hydrant, Internal Landing Valve | FS-FH-ILV | \Classifications\Specification Class\VBIS\FS - Fire Suppression\FS-FH - Fire Hydrant\FS-FH-ILV - Internal Landing Valve |  | UNKNOWN |  |  |  | RN-001894 | [6 empty] | 2023-07-25 | 2 - Normal | 3 - Fair | 2 - Medium |  | 2 - Normal | Statutory | Preventive | High |  |  | 15y0M
80 | Royal North Shore Hospital | RN43 - P1 Multi Storey Car Park | Level 4 | RN43.04.005 | \Locations\Royal North Shore Hospital\RN43 - P1 Multi Storey Car Park\Level 4 | \Geography\Oceania\Australia\New South Wales\Sydney Northern\Willoughby\St Leonards | \Organizations\101-NSW Health\8899-NSLHD | RN-001962 | Emergency Exit Sign | Emergency Exit Sign - RN43.04.005 | \Classifications\Specification Class\Building Equipment\Electrical\Other Electrical Systems\Emergency Light & Power Systems\Emergency Evacuation Lighting | Electrical Lighting, Emergency Lighting, Testing | EL-EL-Te | \Classifications\Specification Class\VBIS\EL - Electrical Lighting\EL-EL - Emergency Lighting\EL-EL-Te - Testing |  | CLEVERTRONICS | 24m |  |  | RN-001962 | [6 empty] | 2023-07-25 | 2 - Normal | 3 - Fair | 2 - Medium |  | 2 - Normal | Statutory | Preventive | High |  |  | 15y0M
81 | Royal North Shore Hospital | RN43 - P1 Multi Storey Car Park | Level 4 | RN43.04.005 | \Locations\Royal North Shore Hospital\RN43 - P1 Multi Storey Car Park\Level 4 | \Geography\Oceania\Australia\New South Wales\Sydney Northern\Willoughby\St Leonards | \Organizations\101-NSW Health\8899-NSLHD | RN-001959 | Fire Hydrant - Internal Landing Valve | Fire Hydrant - Internal Landing Valve - RN43.04.005 | \Classifications\Specification Class\Building Equipment\Fire Protection\Hydrants | Fire Suppression, Fire Hydrant, Internal Landing Valve | FS-FH-ILV | \Classifications\Specification Class\VBIS\FS - Fire Suppression\FS-FH - Fire Hydrant\FS-FH-ILV - Internal Landing Valve |  | UNKNOWN |  |  |  | RN-001959 | [6 empty] | 2023-07-25 | 2 - Normal | 3 - Fair | 2 - Medium |  | 2 - Normal | Statutory | Preventive | High |  |  | 15y0M
82 | Royal North Shore Hospital | RN43 - P1 Multi Storey Car Park | Level 4 | RN43.04.005 | \Locations\Royal North Shore Hospital\RN43 - P1 Multi Storey Car Park\Level 4 | \Geography\Oceania\Australia\New South Wales\Sydney Northern\Willoughby\St Leonards | \Organizations\101-NSW Health\8899-NSLHD | RN-001960 | Fire Hose Reel | Fire Hose Reel - RN43.04.005 | \Classifications\Specification Class\Building Equipment\Fire Protection\Fire Protection Specialities\Fire Hose Reels | Fire Suppression, Fire Hose Reel | FS-FHR | \Classifications\Specification Class\VBIS\FS - Fire Suppression\FS-FHR - Fire Hose Reel |  | FIREWORLD | 36m |  |  | RN-001960 |  |  |  |  | 2022-01-01 |  | 2023-07-25 | 2 - Normal | 3 - Fair | 2 - Medium |  | 2 - Normal | Statutory | Preventive | High |  |  | 13y4M
83 | Royal North Shore Hospital | RN43 - P1 Multi Storey Car Park | Level 4 | RN43.04.005 | \Locations\Royal North Shore Hospital\RN43 - P1 Multi Storey Car Park\Level 4 | \Geography\Oceania\Australia\New South Wales\Sydney Northern\Willoughby\St Leonards | \Organizations\101-NSW Health\8899-NSLHD | RN-001958 | Fire Door - Single Leaf | Fire Door - Single Leaf - RN43.04.005 | \Classifications\Specification Class\Building Equipment\Fire Protection\Fire Protection Specialities\Fire Doors | Structure, Doors Fire Rated | ST-DFR | \Classifications\Specification Class\VBIS\ST - Structure\ST-DFR - Doors Fire Rated |  | IKON DOORS | FRL -/120/30 |  | 22345 | RN-001958 |  |  |  |  | 2000-01-01 |  | 2023-07-25 | 2 - Normal | 3 - Fair | 2 - Medium | Expected life could be extended based on the visual condition assessment. | 2 - Normal | Statutory | Preventive | High |  |  | 1y4M
84 | Royal North Shore Hospital | RN43 - P1 Multi Storey Car Park | Level 2 | RN43.02.001 | \Locations\Royal North Shore Hospital\RN43 - P1 Multi Storey Car Park\Level 2\RN43.02.001 Stairway | \Geography\Oceania\Australia\New South Wales\Sydney Northern\Willoughby\St Leonards | \Organizations\101-NSW Health\8899-NSLHD | RN-002123 | Emergency Light | Emergency Light - RN43.02.001 | \Classifications\Specification Class\Building Equipment\Electrical\Other Electrical Systems\Emergency Light & Power Systems\Emergency Evacuation Lighting | Electrical Lighting, Emergency Lighting, Testing | EL-EL-Te | \Classifications\Specification Class\VBIS\EL - Electrical Lighting\EL-EL - Emergency Lighting\EL-EL-Te - Testing |  | CLEVERTRONICS |  |  |  | RN-002123 | [6 empty] | 2023-07-25 | 2 - Normal | 2 - Good | 2 - Medium |  | 2 - Normal | Statutory | Preventive | High |  |  | 20y0M
85 | Royal North Shore Hospital | RN43 - P1 Multi Storey Car Park | Level 4 | RN43.04.005 | \Locations\Royal North Shore Hospital\RN43 - P1 Multi Storey Car Park\Level 4 | \Geography\Oceania\Australia\New South Wales\Sydney Northern\Willoughby\St Leonards | \Organizations\101-NSW Health\8899-NSLHD | RN-001955 | Fire Extinguisher - Water | Fire Extinguisher - Water - RN43.04.005 | \Classifications\Specification Class\Building Equipment\Fire Protection\Fire Protection Specialities\Fire Extinguishers\Water | Fire Suppression, Portable Fire Extinguisher, Water | FS-PFE-Wa | \Classifications\Specification Class\VBIS\FS - Fire Suppression\FS-PFE - Portable Fire Extinguisher\FS-PFE-Wa - Water |  | BSA | 9.0L |  |  | RN-001955 | [6 empty] | 2023-07-25 | 2 - Normal | 3 - Fair | 2 - Medium |  | 2 - Normal | Statutory | Preventive | High |  |  | 9y0M
86 | Royal North Shore Hospital | RN43 - P1 Multi Storey Car Park | Level 2 | RN43.02.005 | \Locations\Royal North Shore Hospital\RN43 - P1 Multi Storey Car Park\Level 2 | \Geography\Oceania\Australia\New South Wales\Sydney Northern\Willoughby\St Leonards | \Organizations\101-NSW Health\8899-NSLHD | RN-002130 | Fire Hydrant - Internal Landing Valve | Fire Hydrant - Internal Landing Valve - RN43.02.005 | \Classifications\Specification Class\Building Equipment\Fire Protection\Hydrants | Fire Suppression, Fire Hydrant, Internal Landing Valve | FS-FH-ILV | \Classifications\Specification Class\VBIS\FS - Fire Suppression\FS-FH - Fire Hydrant\FS-FH-ILV - Internal Landing Valve |  | UNKNOWN |  |  |  | RN-002130 | [6 empty] | 2023-07-25 | 2 - Normal | 2 - Good | 2 - Medium |  | 2 - Normal | Statutory | Preventive | High |  |  | 20y0M
87 | Royal North Shore Hospital | RN43 - P1 Multi Storey Car Park | Level 4 | RN43.04.005 | \Locations\Royal North Shore Hospital\RN43 - P1 Multi Storey Car Park\Level 4 | \Geography\Oceania\Australia\New South Wales\Sydney Northern\Willoughby\St Leonards | \Organizations\101-NSW Health\8899-NSLHD | RN-001957 | Distribution Board - DB-4/2 | Distribution Board - DB-4/2 - RN43.04.005 | \Classifications\Specification Class\Building Equipment\Electrical\Electrical Service & Distribution\Distribution Boards | Electrical Power, Switchboard, Main Switch Board | EP-SB-MSB | \Classifications\Specification Class\VBIS\EP - Electrical Power\EP-SB - Switchboard\EP-SB-MSB - Main Switch Board |  | UNKNOWN |  |  |  | RN-001957 | [6 empty] | 2023-07-25 | 2 - Normal | 3 - Fair | 3 - High |  | 2 - Normal | Statutory | Preventive | High |  |  | 15y0M
88 | Royal North Shore Hospital | RN43 - P1 Multi Storey Car Park | Level 4 | RN43.04.004 | \Locations\Royal North Shore Hospital\RN43 - P1 Multi Storey Car Park\Level 4 | \Geography\Oceania\Australia\New South Wales\Sydney Northern\Willoughby\St Leonards | \Organizations\101-NSW Health\8899-NSLHD | RN-001967 | Fire Hose Reel | Fire Hose Reel - RN43.04.004 | \Classifications\Specification Class\Building Equipment\Fire Protection\Fire Protection Specialities\Fire Hose Reels | Fire Suppression, Fire Hose Reel | FS-FHR | \Classifications\Specification Class\VBIS\FS - Fire Suppression\FS-FHR - Fire Hose Reel |  | FIREATER | 36m |  |  | RN-001967 | [6 empty] | 2023-07-25 | 2 - Normal | 3 - Fair | 2 - Medium |  | 2 - Normal | Statutory | Preventive | High |  |  | 9y0M
89 | Royal North Shore Hospital | RN43 - P1 Multi Storey Car Park | Level 2 | RN43.02.001 | \Locations\Royal North Shore Hospital\RN43 - P1 Multi Storey Car Park\Level 2\RN43.02.001 Stairway | \Geography\Oceania\Australia\New South Wales\Sydney Northern\Willoughby\St Leonards | \Organizations\101-NSW Health\8899-NSLHD | RN-002165 | Emergency Light | Emergency Light - RN43.02.001 | \Classifications\Specification Class\Building Equipment\Electrical\Other Electrical Systems\Emergency Light & Power Systems\Emergency Evacuation Lighting | Electrical Lighting, Emergency Lighting, Testing | EL-EL-Te | \Classifications\Specification Class\VBIS\EL - Electrical Lighting\EL-EL - Emergency Lighting\EL-EL-Te - Testing |  | CLEVERTRONICS |  |  |  | RN-002165 | [6 empty] | 2023-07-25 | 2 - Normal | 2 - Good | 2 - Medium |  | 2 - Normal | Statutory | Preventive | High |  |  | 20y0M
90 | Royal North Shore Hospital | RN43 - P1 Multi Storey Car Park | Level 2 | RN43.02.001 | \Locations\Royal North Shore Hospital\RN43 - P1 Multi Storey Car Park\Level 2\RN43.02.001 Stairway | \Geography\Oceania\Australia\New South Wales\Sydney Northern\Willoughby\St Leonards | \Organizations\101-NSW Health\8899-NSLHD | RN-002139 | Emergency Light | Emergency Light - RN43.02.001 | \Classifications\Specification Class\Building Equipment\Electrical\Other Electrical Systems\Emergency Light & Power Systems\Emergency Evacuation Lighting | Electrical Lighting, Emergency Lighting, Testing | EL-EL-Te | \Classifications\Specification Class\VBIS\EL - Electrical Lighting\EL-EL - Emergency Lighting\EL-EL-Te - Testing |  | CLEVERTRONICS |  |  |  | RN-002139 | [6 empty] | 2023-07-25 | 2 - Normal | 2 - Good | 2 - Medium |  | 2 - Normal | Statutory | Preventive | High |  |  | 20y0M
91 | Royal North Shore Hospital | RN43 - P1 Multi Storey Car Park | Level 4 | RN43.04.004 | \Locations\Royal North Shore Hospital\RN43 - P1 Multi Storey Car Park\Level 4 | \Geography\Oceania\Australia\New South Wales\Sydney Northern\Willoughby\St Leonards | \Organizations\101-NSW Health\8899-NSLHD | RN-001968 | Fire Hydrant - Internal Landing Valve | Fire Hydrant - Internal Landing Valve - RN43.04.004 | \Classifications\Specification Class\Building Equipment\Fire Protection\Hydrants | Fire Suppression, Fire Hydrant, Internal Landing Valve | FS-FH-ILV | \Classifications\Specification Class\VBIS\FS - Fire Suppression\FS-FH - Fire Hydrant\FS-FH-ILV - Internal Landing Valve |  | UNKNOWN |  |  |  | RN-001968 | [6 empty] | 2023-07-25 | 2 - Normal | 3 - Fair | 2 - Medium |  | 2 - Normal | Statutory | Preventive | High |  |  | 15y0M
92 | Royal North Shore Hospital | RN43 - P1 Multi Storey Car Park | Level 2 | RN43.02.001 | \Locations\Royal North Shore Hospital\RN43 - P1 Multi Storey Car Park\Level 2\RN43.02.001 Stairway | \Geography\Oceania\Australia\New South Wales\Sydney Northern\Willoughby\St Leonards | \Organizations\101-NSW Health\8899-NSLHD | RN-002150 | Emergency Light | Emergency Light - RN43.02.001 | \Classifications\Specification Class\Building Equipment\Electrical\Other Electrical Systems\Emergency Light & Power Systems\Emergency Evacuation Lighting | Electrical Lighting, Emergency Lighting, Testing | EL-EL-Te | \Classifications\Specification Class\VBIS\EL - Electrical Lighting\EL-EL - Emergency Lighting\EL-EL-Te - Testing |  | CLEVERTRONICS |  |  |  | RN-002150 | [6 empty] | 2023-07-25 | 2 - Normal | 2 - Good | 2 - Medium |  | 2 - Normal | Statutory | Preventive | High |  |  | 20y0M
93 | Royal North Shore Hospital | RN43 - P1 Multi Storey Car Park | Level 2 | RN43.02.001 | \Locations\Royal North Shore Hospital\RN43 - P1 Multi Storey Car Park\Level 2\RN43.02.001 Stairway | \Geography\Oceania\Australia\New South Wales\Sydney Northern\Willoughby\St Leonards | \Organizations\101-NSW Health\8899-NSLHD | RN-002160 | Emergency Light | Emergency Light - RN43.02.001 | \Classifications\Specification Class\Building Equipment\Electrical\Other Electrical Systems\Emergency Light & Power Systems\Emergency Evacuation Lighting | Electrical Lighting, Emergency Lighting, Testing | EL-EL-Te | \Classifications\Specification Class\VBIS\EL - Electrical Lighting\EL-EL - Emergency Lighting\EL-EL-Te - Testing |  | CLEVERTRONICS |  |  |  | RN-002160 | [6 empty] | 2023-07-25 | 2 - Normal | 2 - Good | 2 - Medium |  | 2 - Normal | Statutory | Preventive | High |  |  | 20y0M
94 | Royal North Shore Hospital | RN43 - P1 Multi Storey Car Park | Level 4 | RN43.04.004 | \Locations\Royal North Shore Hospital\RN43 - P1 Multi Storey Car Park\Level 4 | \Geography\Oceania\Australia\New South Wales\Sydney Northern\Willoughby\St Leonards | \Organizations\101-NSW Health\8899-NSLHD | RN-001966 | Emergency Exit Sign | Emergency Exit Sign - RN43.04.004 | \Classifications\Specification Class\Building Equipment\Electrical\Other Electrical Systems\Emergency Light & Power Systems\Emergency Evacuation Lighting | Electrical Lighting, Emergency Lighting, Testing | EL-EL-Te | \Classifications\Specification Class\VBIS\EL - Electrical Lighting\EL-EL - Emergency Lighting\EL-EL-Te - Testing |  | CLEVERTRONICS | 24m |  |  | RN-001966 | [6 empty] | 2023-07-25 | 2 - Normal | 3 - Fair | 2 - Medium |  | 2 - Normal | Statutory | Preventive | High |  |  | 15y0M
95 | Royal North Shore Hospital | RN43 - P1 Multi Storey Car Park | Level 4 | RN43.04.009 | \Locations\Royal North Shore Hospital\RN43 - P1 Multi Storey Car Park\Level 4 | \Geography\Oceania\Australia\New South Wales\Sydney Northern\Willoughby\St Leonards | \Organizations\101-NSW Health\8899-NSLHD | RN-002106 | Emergency Exit Sign | Emergency Exit Sign - RN43.04.009 | \Classifications\Specification Class\Building Equipment\Electrical\Other Electrical Systems\Emergency Light & Power Systems\Emergency Evacuation Lighting | Electrical Lighting, Emergency Lighting, Testing | EL-EL-Te | \Classifications\Specification Class\VBIS\EL - Electrical Lighting\EL-EL - Emergency Lighting\EL-EL-Te - Testing |  | CLEVERTRONICS | 24m |  |  | RN-002106 | [6 empty] | 2023-07-25 | 2 - Normal | 3 - Fair | 2 - Medium |  | 2 - Normal | Statutory | Preventive | High |  |  | 15y0M
96 | Royal North Shore Hospital | RN43 - P1 Multi Storey Car Park | Level 2 | RN43.02.001 | \Locations\Royal North Shore Hospital\RN43 - P1 Multi Storey Car Park\Level 2\RN43.02.001 Stairway | \Geography\Oceania\Australia\New South Wales\Sydney Northern\Willoughby\St Leonards | \Organizations\101-NSW Health\8899-NSLHD | RN-002164 | Emergency Light | Emergency Light - RN43.02.001 | \Classifications\Specification Class\Building Equipment\Electrical\Other Electrical Systems\Emergency Light & Power Systems\Emergency Evacuation Lighting | Electrical Lighting, Emergency Lighting, Testing | EL-EL-Te | \Classifications\Specification Class\VBIS\EL - Electrical Lighting\EL-EL - Emergency Lighting\EL-EL-Te - Testing |  | CLEVERTRONICS |  |  |  | RN-002164 | [6 empty] | 2023-07-25 | 2 - Normal | 2 - Good | 2 - Medium |  | 2 - Normal | Statutory | Preventive | High |  |  | 20y0M
97 | Royal North Shore Hospital | RN43 - P1 Multi Storey Car Park | Level 4 | RN43.04.009 | \Locations\Royal North Shore Hospital\RN43 - P1 Multi Storey Car Park\Level 4 | \Geography\Oceania\Australia\New South Wales\Sydney Northern\Willoughby\St Leonards | \Organizations\101-NSW Health\8899-NSLHD | RN-002095 | Emergency Exit Sign | Emergency Exit Sign - RN43.04.009 | \Classifications\Specification Class\Building Equipment\Electrical\Other Electrical Systems\Emergency Light & Power Systems\Emergency Evacuation Lighting | Electrical Lighting, Emergency Lighting, Testing | EL-EL-Te | \Classifications\Specification Class\VBIS\EL - Electrical Lighting\EL-EL - Emergency Lighting\EL-EL-Te - Testing |  | CLEVERTRONICS | 24m |  |  | RN-002095 | [6 empty] | 2023-07-25 | 2 - Normal | 3 - Fair | 2 - Medium |  | 2 - Normal | Statutory | Preventive | High |  |  | 15y0M
98 | Royal North Shore Hospital | RN43 - P1 Multi Storey Car Park | Level 4 | RN43.04.009 | \Locations\Royal North Shore Hospital\RN43 - P1 Multi Storey Car Park\Level 4 | \Geography\Oceania\Australia\New South Wales\Sydney Northern\Willoughby\St Leonards | \Organizations\101-NSW Health\8899-NSLHD | RN-001972 | Fire Hose Reel | Fire Hose Reel - RN43.04.009 | \Classifications\Specification Class\Building Equipment\Fire Protection\Fire Protection Specialities\Fire Hose Reels | Fire Suppression, Fire Hose Reel | FS-FHR | \Classifications\Specification Class\VBIS\FS - Fire Suppression\FS-FHR - Fire Hose Reel |  | FIREWORLD | 36m |  |  | RN-001972 | [6 empty] | 2023-07-25 | 2 - Normal | 2 - Good | 2 - Medium |  | 2 - Normal | Statutory | Preventive | High |  |  | 12y0M
99 | Royal North Shore Hospital | RN43 - P1 Multi Storey Car Park | Level 2 | RN43.02.001 | \Locations\Royal North Shore Hospital\RN43 - P1 Multi Storey Car Park\Level 2\RN43.02.001 Stairway | \Geography\Oceania\Australia\New South Wales\Sydney Northern\Willoughby\St Leonards | \Organizations\101-NSW Health\8899-NSLHD | RN-002159 | Emergency Light | Emergency Light - RN43.02.001 | \Classifications\Specification Class\Building Equipment\Electrical\Other Electrical Systems\Emergency Light & Power Systems\Emergency Evacuation Lighting | Electrical Lighting, Emergency Lighting, Testing | EL-EL-Te | \Classifications\Specification Class\VBIS\EL - Electrical Lighting\EL-EL - Emergency Lighting\EL-EL-Te - Testing |  | CLEVERTRONICS |  |  |  | RN-002159 | [6 empty] | 2023-07-25 | 2 - Normal | 2 - Good | 2 - Medium |  | 2 - Normal | Statutory | Preventive | High |  |  | 20y0M
100 | Royal North Shore Hospital | RN43 - P1 Multi Storey Car Park | Level 2 | RN43.02.004 | \Locations\Royal North Shore Hospital\RN43 - P1 Multi Storey Car Park\Level 2 | \Geography\Oceania\Australia\New South Wales\Sydney Northern\Willoughby\St Leonards | \Organizations\101-NSW Health\8899-NSLHD | RN-002047 | Fire Extinguisher - CO2 | Fire Extinguisher - CO2 - RN43.02.004 | \Classifications\Specification Class\Building Equipment\Fire Protection\Fire Protection Specialities\Fire Extinguishers\CO2 | Fire Suppression, Portable Fire Extinguisher, Carbon Dioxide | FS-PFE-CD | \Classifications\Specification Class\VBIS\FS - Fire Suppression\FS-PFE - Portable Fire Extinguisher\FS-PFE-CD - Carbon Dioxide |  | BSA | 3.5kg |  |  | RN-002047 | [6 empty] | 2023-07-25 | 2 - Normal | 2 - Good | 2 - Medium |  | 2 - Normal | Statutory | Preventive | High |  |  | 12y0M
101 | Royal North Shore Hospital | RN43 - P1 Multi Storey Car Park | Level 4 | RN43.04.008 | \Locations\Royal North Shore Hospital\RN43 - P1 Multi Storey Car Park\Level 4 | \Geography\Oceania\Australia\New South Wales\Sydney Northern\Willoughby\St Leonards | \Organizations\101-NSW Health\8899-NSLHD | RN-002100 | Emergency Exit Sign | Emergency Exit Sign - RN43.04.008 | \Classifications\Specification Class\Building Equipment\Electrical\Other Electrical Systems\Emergency Light & Power Systems\Emergency Evacuation Lighting | Electrical Lighting, Emergency Lighting, Testing | EL-EL-Te | \Classifications\Specification Class\VBIS\EL - Electrical Lighting\EL-EL - Emergency Lighting\EL-EL-Te - Testing |  | CLEVERTRONICS | 24m |  |  | RN-002100 | [6 empty] | 2023-07-25 | 2 - Normal | 3 - Fair | 2 - Medium |  | 2 - Normal | Statutory | Preventive | High |  |  | 15y0M
102 | Royal North Shore Hospital | RN43 - P1 Multi Storey Car Park | Level 4 | RN43.04.008 | \Locations\Royal North Shore Hospital\RN43 - P1 Multi Storey Car Park\Level 4 | \Geography\Oceania\Australia\New South Wales\Sydney Northern\Willoughby\St Leonards | \Organizations\101-NSW Health\8899-NSLHD | RN-002077 | Emergency Exit Sign | Emergency Exit Sign - RN43.04.008 | \Classifications\Specification Class\Building Equipment\Electrical\Other Electrical Systems\Emergency Light & Power Systems\Emergency Evacuation Lighting | Electrical Lighting, Emergency Lighting, Testing | EL-EL-Te | \Classifications\Specification Class\VBIS\EL - Electrical Lighting\EL-EL - Emergency Lighting\EL-EL-Te - Testing |  | CLEVERTRONICS | 24m |  |  | RN-002077 | [6 empty] | 2023-07-25 | 2 - Normal | 3 - Fair | 2 - Medium |  | 2 - Normal | Statutory | Preventive | High |  |  | 15y0M
103 | Royal North Shore Hospital | RN43 - P1 Multi Storey Car Park | Level 4 | RN43.04.008 | \Locations\Royal North Shore Hospital\RN43 - P1 Multi Storey Car Park\Level 4 | \Geography\Oceania\Australia\New South Wales\Sydney Northern\Willoughby\St Leonards | \Organizations\101-NSW Health\8899-NSLHD | RN-002087 | Fire Hose Reel | Fire Hose Reel - RN43.04.008 | \Classifications\Specification Class\Building Equipment\Fire Protection\Fire Protection Specialities\Fire Hose Reels | Fire Suppression, Fire Hose Reel | FS-FHR | \Classifications\Specification Class\VBIS\FS - Fire Suppression\FS-FHR - Fire Hose Reel |  | BFI | 36m |  |  | RN-002087 |  |  |  |  | 2021-01-01 |  | 2023-07-25 | 2 - Normal | 3 - Fair | 2 - Medium |  | 2 - Normal | Statutory | Preventive | High |  |  | 12y4M
104 | Royal North Shore Hospital | RN43 - P1 Multi Storey Car Park | Level 2 | RN43.02.004 | \Locations\Royal North Shore Hospital\RN43 - P1 Multi Storey Car Park\Level 2 | \Geography\Oceania\Australia\New South Wales\Sydney Northern\Willoughby\St Leonards | \Organizations\101-NSW Health\8899-NSLHD | RN-002048 | Distribution Board - G | Distribution Board - G - RN43.02.004 | \Classifications\Specification Class\Building Equipment\Electrical\Electrical Service & Distribution\Distribution Boards | Electrical Power, Switchboard, Main Switch Board | EP-SB-MSB | \Classifications\Specification Class\VBIS\EP - Electrical Power\EP-SB - Switchboard\EP-SB-MSB - Main Switch Board |  | UNKNOWN |  |  |  | RN-002048 | [6 empty] | 2023-07-25 | 2 - Normal | 2 - Good | 3 - High |  | 2 - Normal | Statutory | Preventive | High |  |  | 20y0M
105 | Royal North Shore Hospital | RN43 - P1 Multi Storey Car Park | Level 2 | RN43.02.001 | \Locations\Royal North Shore Hospital\RN43 - P1 Multi Storey Car Park\Level 2\RN43.02.001 Stairway | \Geography\Oceania\Australia\New South Wales\Sydney Northern\Willoughby\St Leonards | \Organizations\101-NSW Health\8899-NSLHD | RN-002146 | Emergency Light | Emergency Light - RN43.02.001 | \Classifications\Specification Class\Building Equipment\Electrical\Other Electrical Systems\Emergency Light & Power Systems\Emergency Evacuation Lighting | Electrical Lighting, Emergency Lighting, Testing | EL-EL-Te | \Classifications\Specification Class\VBIS\EL - Electrical Lighting\EL-EL - Emergency Lighting\EL-EL-Te - Testing |  | CLEVERTRONICS |  |  |  | RN-002146 | [6 empty] | 2023-07-25 | 2 - Normal | 2 - Good | 2 - Medium |  | 2 - Normal | Statutory | Preventive | High |  |  | 20y0M
106 | Royal North Shore Hospital | RN43 - P1 Multi Storey Car Park | Level 2 | RN43.02.001 | \Locations\Royal North Shore Hospital\RN43 - P1 Multi Storey Car Park\Level 2\RN43.02.001 Stairway | \Geography\Oceania\Australia\New South Wales\Sydney Northern\Willoughby\St Leonards | \Organizations\101-NSW Health\8899-NSLHD | RN-002162 | Emergency Light | Emergency Light - RN43.02.001 | \Classifications\Specification Class\Building Equipment\Electrical\Other Electrical Systems\Emergency Light & Power Systems\Emergency Evacuation Lighting | Electrical Lighting, Emergency Lighting, Testing | EL-EL-Te | \Classifications\Specification Class\VBIS\EL - Electrical Lighting\EL-EL - Emergency Lighting\EL-EL-Te - Testing |  | CLEVERTRONICS |  |  |  | RN-002162 | [6 empty] | 2023-07-25 | 2 - Normal | 2 - Good | 2 - Medium |  | 2 - Normal | Statutory | Preventive | High |  |  | 20y0M
107 | Royal North Shore Hospital | RN43 - P1 Multi Storey Car Park | Level 2 | RN43.02.001 | \Locations\Royal North Shore Hospital\RN43 - P1 Multi Storey Car Park\Level 2\RN43.02.001 Stairway | \Geography\Oceania\Australia\New South Wales\Sydney Northern\Willoughby\St Leonards | \Organizations\101-NSW Health\8899-NSLHD | RN-002157 | Emergency Light | Emergency Light - RN43.02.001 | \Classifications\Specification Class\Building Equipment\Electrical\Other Electrical Systems\Emergency Light & Power Systems\Emergency Evacuation Lighting | Electrical Lighting, Emergency Lighting, Testing | EL-EL-Te | \Classifications\Specification Class\VBIS\EL - Electrical Lighting\EL-EL - Emergency Lighting\EL-EL-Te - Testing |  | CLEVERTRONICS |  |  |  | RN-002157 | [6 empty] | 2023-07-25 | 2 - Normal | 2 - Good | 2 - Medium |  | 2 - Normal | Statutory | Preventive | High |  |  | 20y0M
108 | Royal North Shore Hospital | RN43 - P1 Multi Storey Car Park | Level 4 | RN43.04.007 | \Locations\Royal North Shore Hospital\RN43 - P1 Multi Storey Car Park\Level 4 | \Geography\Oceania\Australia\New South Wales\Sydney Northern\Willoughby\St Leonards | \Organizations\101-NSW Health\8899-NSLHD | RN-002081 | Fire Hose Reel | Fire Hose Reel - RN43.04.007 | \Classifications\Specification Class\Building Equipment\Fire Protection\Fire Protection Specialities\Fire Hose Reels | Fire Suppression, Fire Hose Reel | FS-FHR | \Classifications\Specification Class\VBIS\FS - Fire Suppression\FS-FHR - Fire Hose Reel |  | BFI | 36m |  |  | RN-002081 |  |  |  |  | 2020-01-01 |  | 2023-07-25 | 2 - Normal | 3 - Fair | 2 - Medium |  | 2 - Normal | Statutory | Preventive | High |  |  | 11y4M
109 | Royal North Shore Hospital | RN43 - P1 Multi Storey Car Park | Level 2 | RN43.02.001 | \Locations\Royal North Shore Hospital\RN43 - P1 Multi Storey Car Park\Level 2\RN43.02.001 Stairway | \Geography\Oceania\Australia\New South Wales\Sydney Northern\Willoughby\St Leonards | \Organizations\101-NSW Health\8899-NSLHD | RN-002059 | Fire Hose Reel | Fire Hose Reel - RN43.02.001 | \Classifications\Specification Class\Building Equipment\Fire Protection\Fire Protection Specialities\Fire Hose Reels | Fire Suppression, Fire Hose Reel | FS-FHR | \Classifications\Specification Class\VBIS\FS - Fire Suppression\FS-FHR - Fire Hose Reel |  | QUELL | 36m |  |  | RN-002059 |  |  |  |  | 1986-01-01 |  | 2023-07-25 | 2 - Normal | 2 - Good | 2 - Medium | Expected life could be extended based on the visual condition assessment. | 2 - Normal | Statutory | Preventive | High |  |  | 0y0M
110 | Royal North Shore Hospital | RN43 - P1 Multi Storey Car Park | Level 2 | RN43.02.009 | \Locations\Royal North Shore Hospital\RN43 - P1 Multi Storey Car Park\Level 2 | \Geography\Oceania\Australia\New South Wales\Sydney Northern\Willoughby\St Leonards | \Organizations\101-NSW Health\8899-NSLHD | RN-002181 | Fire Hydrant - Internal Landing Valve | Fire Hydrant - Internal Landing Valve - RN43.02.009 | \Classifications\Specification Class\Building Equipment\Fire Protection\Hydrants | Fire Suppression, Fire Hydrant, Internal Landing Valve | FS-FH-ILV | \Classifications\Specification Class\VBIS\FS - Fire Suppression\FS-FH - Fire Hydrant\FS-FH-ILV - Internal Landing Valve |  | UNKNOWN |  |  |  | RN-002181 | [6 empty] | 2023-07-25 | 2 - Normal | 2 - Good | 2 - Medium |  | 2 - Normal | Statutory | Preventive | High |  |  | 20y0M
111 | Royal North Shore Hospital | RN43 - P1 Multi Storey Car Park | Level 2 | RN43.02.001 | \Locations\Royal North Shore Hospital\RN43 - P1 Multi Storey Car Park\Level 2\RN43.02.001 Stairway | \Geography\Oceania\Australia\New South Wales\Sydney Northern\Willoughby\St Leonards | \Organizations\101-NSW Health\8899-NSLHD | RN-002186 | Emergency Light | Emergency Light - RN43.02.001 | \Classifications\Specification Class\Building Equipment\Electrical\Other Electrical Systems\Emergency Light & Power Systems\Emergency Evacuation Lighting | Electrical Lighting, Emergency Lighting, Testing | EL-EL-Te | \Classifications\Specification Class\VBIS\EL - Electrical Lighting\EL-EL - Emergency Lighting\EL-EL-Te - Testing |  | CLEVERTRONICS |  |  |  | RN-002186 | [6 empty] | 2023-07-25 | 2 - Normal | 2 - Good | 2 - Medium |  | 2 - Normal | Statutory | Preventive | High |  |  | 20y0M
112 | Royal North Shore Hospital | RN43 - P1 Multi Storey Car Park | Level 2 | RN43.02.001 | \Locations\Royal North Shore Hospital\RN43 - P1 Multi Storey Car Park\Level 2\RN43.02.001 Stairway | \Geography\Oceania\Australia\New South Wales\Sydney Northern\Willoughby\St Leonards | \Organizations\101-NSW Health\8899-NSLHD | RN-002198 | Emergency Light | Emergency Light - RN43.02.001 | \Classifications\Specification Class\Building Equipment\Electrical\Other Electrical Systems\Emergency Light & Power Systems\Emergency Evacuation Lighting | Electrical Lighting, Emergency Lighting, Testing | EL-EL-Te | \Classifications\Specification Class\VBIS\EL - Electrical Lighting\EL-EL - Emergency Lighting\EL-EL-Te - Testing |  | CLEVERTRONICS |  |  |  | RN-002198 | [6 empty] | 2023-07-25 | 2 - Normal | 2 - Good | 2 - Medium |  | 2 - Normal | Statutory | Preventive | High |  |  | 20y0M
113 | Royal North Shore Hospital | RN43 - P1 Multi Storey Car Park | Level 2 | RN43.02.001 | \Locations\Royal North Shore Hospital\RN43 - P1 Multi Storey Car Park\Level 2\RN43.02.001 Stairway | \Geography\Oceania\Australia\New South Wales\Sydney Northern\Willoughby\St Leonards | \Organizations\101-NSW Health\8899-NSLHD | RN-002193 | Emergency Light | Emergency Light - RN43.02.001 | \Classifications\Specification Class\Building Equipment\Electrical\Other Electrical Systems\Emergency Light & Power Systems\Emergency Evacuation Lighting | Electrical Lighting, Emergency Lighting, Testing | EL-EL-Te | \Classifications\Specification Class\VBIS\EL - Electrical Lighting\EL-EL - Emergency Lighting\EL-EL-Te - Testing |  | CLEVERTRONICS |  |  |  | RN-002193 | [6 empty] | 2023-07-25 | 2 - Normal | 2 - Good | 2 - Medium |  | 2 - Normal | Statutory | Preventive | High |  |  | 20y0M
114 | Royal North Shore Hospital | RN43 - P1 Multi Storey Car Park | Level 2 | RN43.02.008 | \Locations\Royal North Shore Hospital\RN43 - P1 Multi Storey Car Park\Level 2 | \Geography\Oceania\Australia\New South Wales\Sydney Northern\Willoughby\St Leonards | \Organizations\101-NSW Health\8899-NSLHD | RN-002058 | Fire Hose Reel | Fire Hose Reel - RN43.02.008 | \Classifications\Specification Class\Building Equipment\Fire Protection\Fire Protection Specialities\Fire Hose Reels | Fire Suppression, Fire Hose Reel | FS-FHR | \Classifications\Specification Class\VBIS\FS - Fire Suppression\FS-FHR - Fire Hose Reel |  | QUELL | 36m |  |  | RN-002058 |  |  |  |  | 1986-01-01 |  | 2023-07-25 | 2 - Normal | 2 - Good | 2 - Medium | Expected life could be extended based on the visual condition assessment. | 2 - Normal | Statutory | Preventive | High |  |  | 0y0M
115 | Royal North Shore Hospital | RN43 - P1 Multi Storey Car Park | Level 2 | RN43.02.001 | \Locations\Royal North Shore Hospital\RN43 - P1 Multi Storey Car Park\Level 2\RN43.02.001 Stairway | \Geography\Oceania\Australia\New South Wales\Sydney Northern\Willoughby\St Leonards | \Organizations\101-NSW Health\8899-NSLHD | RN-002187 | Emergency Light | Emergency Light - RN43.02.001 | \Classifications\Specification Class\Building Equipment\Electrical\Other Electrical Systems\Emergency Light & Power Systems\Emergency Evacuation Lighting | Electrical Lighting, Emergency Lighting, Testing | EL-EL-Te | \Classifications\Specification Class\VBIS\EL - Electrical Lighting\EL-EL - Emergency Lighting\EL-EL-Te - Testing |  | CLEVERTRONICS |  |  |  | RN-002187 | [6 empty] | 2023-07-25 | 2 - Normal | 2 - Good | 2 - Medium |  | 2 - Normal | Statutory | Preventive | High |  |  | 20y0M
116 | Royal North Shore Hospital | RN43 - P1 Multi Storey Car Park | Level 2 | RN43.02.001 | \Locations\Royal North Shore Hospital\RN43 - P1 Multi Storey Car Park\Level 2\RN43.02.001 Stairway | \Geography\Oceania\Australia\New South Wales\Sydney Northern\Willoughby\St Leonards | \Organizations\101-NSW Health\8899-NSLHD | RN-002203 | Emergency Exit Sign | Emergency Exit Sign - RN43.02.001 | \Classifications\Specification Class\Building Equipment\Electrical\Other Electrical Systems\Emergency Light & Power Systems\Emergency Evacuation Lighting | Electrical Lighting, Emergency Lighting, Testing | EL-EL-Te | \Classifications\Specification Class\VBIS\EL - Electrical Lighting\EL-EL - Emergency Lighting\EL-EL-Te - Testing |  | CLEVERTRONICS | 24m |  |  | RN-002203 | [6 empty] | 2023-07-25 | 2 - Normal | 2 - Good | 2 - Medium |  | 2 - Normal | Statutory | Preventive | High |  |  | 20y0M
117 | Royal North Shore Hospital | RN43 - P1 Multi Storey Car Park | Level 2 | RN43.02.001 | \Locations\Royal North Shore Hospital\RN43 - P1 Multi Storey Car Park\Level 2\RN43.02.001 Stairway | \Geography\Oceania\Australia\New South Wales\Sydney Northern\Willoughby\St Leonards | \Organizations\101-NSW Health\8899-NSLHD | RN-002189 | Emergency Exit Sign | Emergency Exit Sign - RN43.02.001 | \Classifications\Specification Class\Building Equipment\Electrical\Other Electrical Systems\Emergency Light & Power Systems\Emergency Evacuation Lighting | Electrical Lighting, Emergency Lighting, Testing | EL-EL-Te | \Classifications\Specification Class\VBIS\EL - Electrical Lighting\EL-EL - Emergency Lighting\EL-EL-Te - Testing |  | CLEVERTRONICS | 24m |  |  | RN-002189 | [6 empty] | 2023-07-25 | 2 - Normal | 2 - Good | 2 - Medium |  | 2 - Normal | Statutory | Preventive | High |  |  | 20y0M
118 | Royal North Shore Hospital | RN43 - P1 Multi Storey Car Park | Level 2 | RN43.02.007 | \Locations\Royal North Shore Hospital\RN43 - P1 Multi Storey Car Park\Level 2 | \Geography\Oceania\Australia\New South Wales\Sydney Northern\Willoughby\St Leonards | \Organizations\101-NSW Health\8899-NSLHD | RN-002175 | Fire Hydrant - Internal Landing Valve | Fire Hydrant - Internal Landing Valve - RN43.02.007 | \Classifications\Specification Class\Building Equipment\Fire Protection\Hydrants | Fire Suppression, Fire Hydrant, Internal Landing Valve | FS-FH-ILV | \Classifications\Specification Class\VBIS\FS - Fire Suppression\FS-FH - Fire Hydrant\FS-FH-ILV - Internal Landing Valve |  | UNKNOWN |  |  |  | RN-002175 | [6 empty] | 2023-07-25 | 2 - Normal | 2 - Good | 2 - Medium |  | 2 - Normal | Statutory | Preventive | High |  |  | 20y0M
119 | Royal North Shore Hospital | RN43 - P1 Multi Storey Car Park | Level 4 | RN43.04.007 | \Locations\Royal North Shore Hospital\RN43 - P1 Multi Storey Car Park\Level 4 | \Geography\Oceania\Australia\New South Wales\Sydney Northern\Willoughby\St Leonards | \Organizations\101-NSW Health\8899-NSLHD | RN-002105 | Emergency Exit Sign | Emergency Exit Sign - RN43.04.007 | \Classifications\Specification Class\Building Equipment\Electrical\Other Electrical Systems\Emergency Light & Power Systems\Emergency Evacuation Lighting | Electrical Lighting, Emergency Lighting, Testing | EL-EL-Te | \Classifications\Specification Class\VBIS\EL - Electrical Lighting\EL-EL - Emergency Lighting\EL-EL-Te - Testing |  | CLEVERTRONICS | 24m |  |  | RN-002105 | [6 empty] | 2023-07-25 | 2 - Normal | 3 - Fair | 2 - Medium |  | 2 - Normal | Statutory | Preventive | High |  |  | 15y0M
120 | Royal North Shore Hospital | RN43 - P1 Multi Storey Car Park | Level 4 | RN43.04.007 | \Locations\Royal North Shore Hospital\RN43 - P1 Multi Storey Car Park\Level 4 | \Geography\Oceania\Australia\New South Wales\Sydney Northern\Willoughby\St Leonards | \Organizations\101-NSW Health\8899-NSLHD | RN-002079 | Fire Hydrant - Internal Landing Valve | Fire Hydrant - Internal Landing Valve - RN43.04.007 | \Classifications\Specification Class\Building Equipment\Fire Protection\Hydrants | Fire Suppression, Fire Hydrant, Internal Landing Valve | FS-FH-ILV | \Classifications\Specification Class\VBIS\FS - Fire Suppression\FS-FH - Fire Hydrant\FS-FH-ILV - Internal Landing Valve |  | UNKNOWN |  |  |  | RN-002079 | [6 empty] | 2023-07-25 | 2 - Normal | 3 - Fair | 2 - Medium |  | 2 - Normal | Statutory | Preventive | High |  |  | 15y0M
121 | Royal North Shore Hospital | RN43 - P1 Multi Storey Car Park | Level 4 | RN43.04.001 | \Locations\Royal North Shore Hospital\RN43 - P1 Multi Storey Car Park\Level 4\RN43.04.001 Stairway | \Geography\Oceania\Australia\New South Wales\Sydney Northern\Willoughby\St Leonards | \Organizations\101-NSW Health\8899-NSLHD | RN-002102 | Emergency Exit Sign | Emergency Exit Sign - RN43.04.001 | \Classifications\Specification Class\Building Equipment\Electrical\Other Electrical Systems\Emergency Light & Power Systems\Emergency Evacuation Lighting | Electrical Lighting, Emergency Lighting, Testing | EL-EL-Te | \Classifications\Specification Class\VBIS\EL - Electrical Lighting\EL-EL - Emergency Lighting\EL-EL-Te - Testing |  | CLEVERTRONICS | 24m |  |  | RN-002102 | [6 empty] | 2023-07-25 | 2 - Normal | 3 - Fair | 2 - Medium |  | 2 - Normal | Statutory | Preventive | High |  |  | 15y0M
122 | Royal North Shore Hospital | RN43 - P1 Multi Storey Car Park | Level 4 | RN43.04.006 | \Locations\Royal North Shore Hospital\RN43 - P1 Multi Storey Car Park\Level 4 | \Geography\Oceania\Australia\New South Wales\Sydney Northern\Willoughby\St Leonards | \Organizations\101-NSW Health\8899-NSLHD | RN-002104 | Fire Door - Single Leaf | Fire Door - Single Leaf - RN43.04.006 | \Classifications\Specification Class\Building Equipment\Fire Protection\Fire Protection Specialities\Fire Doors | Structure, Doors Fire Rated | ST-DFR | \Classifications\Specification Class\VBIS\ST - Structure\ST-DFR - Doors Fire Rated |  | TERRYS TRADING | FRL -/120/30 |  | 88901 | RN-002104 |  |  |  |  | 2005-01-01 |  | 2023-07-25 | 2 - Normal | 3 - Fair | 2 - Medium |  | 2 - Normal | Statutory | Preventive | High |  |  | 6y4M
123 | Royal North Shore Hospital | RN43 - P1 Multi Storey Car Park | Level 4 | RN43.04.006 | \Locations\Royal North Shore Hospital\RN43 - P1 Multi Storey Car Park\Level 4 | \Geography\Oceania\Australia\New South Wales\Sydney Northern\Willoughby\St Leonards | \Organizations\101-NSW Health\8899-NSLHD | RN-002096 | Emergency Exit Sign | Emergency Exit Sign - RN43.04.006 | \Classifications\Specification Class\Building Equipment\Electrical\Other Electrical Systems\Emergency Light & Power Systems\Emergency Evacuation Lighting | Electrical Lighting, Emergency Lighting, Testing | EL-EL-Te | \Classifications\Specification Class\VBIS\EL - Electrical Lighting\EL-EL - Emergency Lighting\EL-EL-Te - Testing |  | CLEVERTRONICS | 24m |  |  | RN-002096 | [6 empty] | 2023-07-25 | 2 - Normal | 3 - Fair | 2 - Medium |  | 2 - Normal | Statutory | Preventive | High |  |  | 15y0M
124 | Royal North Shore Hospital | RN43 - P1 Multi Storey Car Park | Level 4 | RN43.04.006 | \Locations\Royal North Shore Hospital\RN43 - P1 Multi Storey Car Park\Level 4 | \Geography\Oceania\Australia\New South Wales\Sydney Northern\Willoughby\St Leonards | \Organizations\101-NSW Health\8899-NSLHD | RN-002097 | Fire Hydrant - Internal Landing Valve | Fire Hydrant - Internal Landing Valve - RN43.04.006 | \Classifications\Specification Class\Building Equipment\Fire Protection\Hydrants | Fire Suppression, Fire Hydrant, Internal Landing Valve | FS-FH-ILV | \Classifications\Specification Class\VBIS\FS - Fire Suppression\FS-FH - Fire Hydrant\FS-FH-ILV - Internal Landing Valve |  | UNKNOWN |  |  |  | RN-002097 | [6 empty] | 2023-07-25 | 2 - Normal | 3 - Fair | 2 - Medium |  | 2 - Normal | Statutory | Preventive | High |  |  | 15y0M
125 | Royal North Shore Hospital | RN43 - P1 Multi Storey Car Park | Level 4 | RN43.04.001 | \Locations\Royal North Shore Hospital\RN43 - P1 Multi Storey Car Park\Level 4\RN43.04.001 Stairway | \Geography\Oceania\Australia\New South Wales\Sydney Northern\Willoughby\St Leonards | \Organizations\101-NSW Health\8899-NSLHD | RN-002107 | Emergency Exit Sign | Emergency Exit Sign - RN43.04.001 | \Classifications\Specification Class\Building Equipment\Electrical\Other Electrical Systems\Emergency Light & Power Systems\Emergency Evacuation Lighting | Electrical Lighting, Emergency Lighting, Testing | EL-EL-Te | \Classifications\Specification Class\VBIS\EL - Electrical Lighting\EL-EL - Emergency Lighting\EL-EL-Te - Testing |  | CLEVERTRONICS | 24m |  |  | RN-002107 | [6 empty] | 2023-07-25 | 2 - Normal | 3 - Fair | 2 - Medium |  | 2 - Normal | Statutory | Preventive | High |  |  | 15y0M
126 | Royal North Shore Hospital | RN43 - P1 Multi Storey Car Park | Level 4 | RN43.04.001 | \Locations\Royal North Shore Hospital\RN43 - P1 Multi Storey Car Park\Level 4\RN43.04.001 Stairway | \Geography\Oceania\Australia\New South Wales\Sydney Northern\Willoughby\St Leonards | \Organizations\101-NSW Health\8899-NSLHD | RN-002112 | Emergency Exit Sign | Emergency Exit Sign - RN43.04.001 | \Classifications\Specification Class\Building Equipment\Electrical\Other Electrical Systems\Emergency Light & Power Systems\Emergency Evacuation Lighting | Electrical Lighting, Emergency Lighting, Testing | EL-EL-Te | \Classifications\Specification Class\VBIS\EL - Electrical Lighting\EL-EL - Emergency Lighting\EL-EL-Te - Testing |  | CLEVERTRONICS | 24m |  |  | RN-002112 | [6 empty] | 2023-07-25 | 2 - Normal | 3 - Fair | 2 - Medium |  | 2 - Normal | Statutory | Preventive | High |  |  | 15y0M
127 | Royal North Shore Hospital | RN43 - P1 Multi Storey Car Park | Level 3 | RN43.03.001 | \Locations\Royal North Shore Hospital\RN43 - P1 Multi Storey Car Park\Level 3\RN43.03.001 Stairway | \Geography\Oceania\Australia\New South Wales\Sydney Northern\Willoughby\St Leonards | \Organizations\101-NSW Health\8899-NSLHD | RN-002083 | Fire Hose Reel | Fire Hose Reel - RN43.03.001 | \Classifications\Specification Class\Building Equipment\Fire Protection\Fire Protection Specialities\Fire Hose Reels | Fire Suppression, Fire Hose Reel | FS-FHR | \Classifications\Specification Class\VBIS\FS - Fire Suppression\FS-FHR - Fire Hose Reel |  | FLAMESTOP | 36m |  |  | RN-002083 |  |  |  |  | 2021-01-01 |  | 2023-07-25 | 2 - Normal | 4 - Poor | 2 - Medium | Poor condition | 2 - Normal | Statutory | Preventive | High |  |  | 12y4M
128 | Royal North Shore Hospital | RN43 - P1 Multi Storey Car Park | Level 3 | RN43.03.001 | \Locations\Royal North Shore Hospital\RN43 - P1 Multi Storey Car Park\Level 3\RN43.03.001 Stairway | \Geography\Oceania\Australia\New South Wales\Sydney Northern\Willoughby\St Leonards | \Organizations\101-NSW Health\8899-NSLHD | RN-002078 | Fire Extinguisher - Water | Fire Extinguisher - Water - RN43.03.001 | \Classifications\Specification Class\Building Equipment\Fire Protection\Fire Protection Specialities\Fire Extinguishers\Water | Fire Suppression, Portable Fire Extinguisher, Water | FS-PFE-Wa | \Classifications\Specification Class\VBIS\FS - Fire Suppression\FS-PFE - Portable Fire Extinguisher\FS-PFE-Wa - Water |  | BSA | 9.0L |  |  | RN-002078 | [6 empty] | 2023-07-25 | 2 - Normal | 3 - Fair | 2 - Medium |  | 2 - Normal | Statutory | Preventive | High |  |  | 9y0M
129 | Royal North Shore Hospital | RN43 - P1 Multi Storey Car Park | Level 3 | RN43.03.001 | \Locations\Royal North Shore Hospital\RN43 - P1 Multi Storey Car Park\Level 3\RN43.03.001 Stairway | \Geography\Oceania\Australia\New South Wales\Sydney Northern\Willoughby\St Leonards | \Organizations\101-NSW Health\8899-NSLHD | RN-002093 | Fire Hydrant - Internal Landing Valve | Fire Hydrant - Internal Landing Valve - RN43.03.001 | \Classifications\Specification Class\Building Equipment\Fire Protection\Hydrants | Fire Suppression, Fire Hydrant, Internal Landing Valve | FS-FH-ILV | \Classifications\Specification Class\VBIS\FS - Fire Suppression\FS-FH - Fire Hydrant\FS-FH-ILV - Internal Landing Valve |  | UNKNOWN |  |  |  | RN-002093 | [6 empty] | 2023-07-25 | 2 - Normal | 3 - Fair | 2 - Medium |  | 2 - Normal | Statutory | Preventive | High |  |  | 15y0M
130 | Royal North Shore Hospital | RN43 - P1 Multi Storey Car Park | Level 3 | RN43.03.005 | \Locations\Royal North Shore Hospital\RN43 - P1 Multi Storey Car Park\Level 3 | \Geography\Oceania\Australia\New South Wales\Sydney Northern\Willoughby\St Leonards | \Organizations\101-NSW Health\8899-NSLHD | RN-002103 | Emergency Exit Sign | Emergency Exit Sign - RN43.03.005 | \Classifications\Specification Class\Building Equipment\Electrical\Other Electrical Systems\Emergency Light & Power Systems\Emergency Evacuation Lighting | Electrical Lighting, Emergency Lighting, Testing | EL-EL-Te | \Classifications\Specification Class\VBIS\EL - Electrical Lighting\EL-EL - Emergency Lighting\EL-EL-Te - Testing |  | CLEVERTRONICS | 24m |  |  | RN-002103 | [6 empty] | 2023-07-25 | 2 - Normal | 3 - Fair | 2 - Medium |  | 2 - Normal | Statutory | Preventive | High |  |  | 15y0M
131 | Royal North Shore Hospital | RN43 - P1 Multi Storey Car Park | Level 3 | RN43.03.005 | \Locations\Royal North Shore Hospital\RN43 - P1 Multi Storey Car Park\Level 3 | \Geography\Oceania\Australia\New South Wales\Sydney Northern\Willoughby\St Leonards | \Organizations\101-NSW Health\8899-NSLHD | RN-002084 | Fire Hydrant - Internal Landing Valve | Fire Hydrant - Internal Landing Valve - RN43.03.005 | \Classifications\Specification Class\Building Equipment\Fire Protection\Hydrants | Fire Suppression, Fire Hydrant, Internal Landing Valve | FS-FH-ILV | \Classifications\Specification Class\VBIS\FS - Fire Suppression\FS-FH - Fire Hydrant\FS-FH-ILV - Internal Landing Valve |  | UNKNOWN |  |  |  | RN-002084 | [6 empty] | 2023-07-25 | 2 - Normal | 3 - Fair | 2 - Medium |  | 2 - Normal | Statutory | Preventive | High |  |  | 15y0M
132 | Royal North Shore Hospital | RN43 - P1 Multi Storey Car Park | Level 3 | RN43.03.005 | \Locations\Royal North Shore Hospital\RN43 - P1 Multi Storey Car Park\Level 3 | \Geography\Oceania\Australia\New South Wales\Sydney Northern\Willoughby\St Leonards | \Organizations\101-NSW Health\8899-NSLHD | RN-002088 | Fire Hose Reel | Fire Hose Reel - RN43.03.005 | \Classifications\Specification Class\Building Equipment\Fire Protection\Fire Protection Specialities\Fire Hose Reels | Fire Suppression, Fire Hose Reel | FS-FHR | \Classifications\Specification Class\VBIS\FS - Fire Suppression\FS-FHR - Fire Hose Reel |  | CHUBB | 36m |  |  | RN-002088 |  |  |  |  | 2003-01-01 |  | 2023-07-25 | 2 - Normal | 4 - Poor | 2 - Medium | Expected life could be extended based on the visual condition assessment. Surface corrosion | 2 - Normal | Statutory | Preventive | High |  |  | 0y0M
133 | Royal North Shore Hospital | RN43 - P1 Multi Storey Car Park | Level 3 | RN43.03.005 | \Locations\Royal North Shore Hospital\RN43 - P1 Multi Storey Car Park\Level 3 | \Geography\Oceania\Australia\New South Wales\Sydney Northern\Willoughby\St Leonards | \Organizations\101-NSW Health\8899-NSLHD | RN-002098 | Emergency Exit Sign | Emergency Exit Sign - RN43.03.005 | \Classifications\Specification Class\Building Equipment\Electrical\Other Electrical Systems\Emergency Light & Power Systems\Emergency Evacuation Lighting | Electrical Lighting, Emergency Lighting, Testing | EL-EL-Te | \Classifications\Specification Class\VBIS\EL - Electrical Lighting\EL-EL - Emergency Lighting\EL-EL-Te - Testing |  | CLEVERTRONICS | 24m |  |  | RN-002098 | [6 empty] | 2023-07-25 | 2 - Normal | 3 - Fair | 2 - Medium |  | 2 - Normal | Statutory | Preventive | High |  |  | 15y0M
134 | Royal North Shore Hospital | RN43 - P1 Multi Storey Car Park | Level 3 | RN43.03.005 | \Locations\Royal North Shore Hospital\RN43 - P1 Multi Storey Car Park\Level 3 | \Geography\Oceania\Australia\New South Wales\Sydney Northern\Willoughby\St Leonards | \Organizations\101-NSW Health\8899-NSLHD | RN-002089 | Fire Extinguisher - Water | Fire Extinguisher - Water - RN43.03.005 | \Classifications\Specification Class\Building Equipment\Fire Protection\Fire Protection Specialities\Fire Extinguishers\Water | Fire Suppression, Portable Fire Extinguisher, Water | FS-PFE-Wa | \Classifications\Specification Class\VBIS\FS - Fire Suppression\FS-PFE - Portable Fire Extinguisher\FS-PFE-Wa - Water |  | BSA | 9.0L |  |  | RN-002089 | [6 empty] | 2023-07-25 | 2 - Normal | 2 - Good | 2 - Medium |  | 2 - Normal | Statutory | Preventive | High |  |  | 12y0M
135 | Royal North Shore Hospital | RN43 - P1 Multi Storey Car Park | Level 3 | RN43.03.004 | \Locations\Royal North Shore Hospital\RN43 - P1 Multi Storey Car Park\Level 3 | \Geography\Oceania\Australia\New South Wales\Sydney Northern\Willoughby\St Leonards | \Organizations\101-NSW Health\8899-NSLHD | RN-002099 | Emergency Exit Sign | Emergency Exit Sign - RN43.03.004 | \Classifications\Specification Class\Building Equipment\Electrical\Other Electrical Systems\Emergency Light & Power Systems\Emergency Evacuation Lighting | Electrical Lighting, Emergency Lighting, Testing | EL-EL-Te | \Classifications\Specification Class\VBIS\EL - Electrical Lighting\EL-EL - Emergency Lighting\EL-EL-Te - Testing |  | CLEVERTRONICS | 24m |  |  | RN-002099 | [6 empty] | 2023-07-25 | 2 - Normal | 3 - Fair | 2 - Medium |  | 2 - Normal | Statutory | Preventive | High |  |  | 15y0M
136 | Royal North Shore Hospital | RN43 - P1 Multi Storey Car Park | Level 3 | RN43.03.004 | \Locations\Royal North Shore Hospital\RN43 - P1 Multi Storey Car Park\Level 3 | \Geography\Oceania\Australia\New South Wales\Sydney Northern\Willoughby\St Leonards | \Organizations\101-NSW Health\8899-NSLHD | RN-002094 | Emergency Exit Sign | Emergency Exit Sign - RN43.03.004 | \Classifications\Specification Class\Building Equipment\Electrical\Other Electrical Systems\Emergency Light & Power Systems\Emergency Evacuation Lighting | Electrical Lighting, Emergency Lighting, Testing | EL-EL-Te | \Classifications\Specification Class\VBIS\EL - Electrical Lighting\EL-EL - Emergency Lighting\EL-EL-Te - Testing |  | CLEVERTRONICS | 24m |  |  | RN-002094 | [6 empty] | 2023-07-25 | 2 - Normal | 3 - Fair | 2 - Medium |  | 2 - Normal | Statutory | Preventive | High |  |  | 15y0M
137 | Royal North Shore Hospital | RN43 - P1 Multi Storey Car Park | Level 3 | RN43.03.004 | \Locations\Royal North Shore Hospital\RN43 - P1 Multi Storey Car Park\Level 3 | \Geography\Oceania\Australia\New South Wales\Sydney Northern\Willoughby\St Leonards | \Organizations\101-NSW Health\8899-NSLHD | RN-002108 | Fire Hose Reel | Fire Hose Reel - RN43.03.004 | \Classifications\Specification Class\Building Equipment\Fire Protection\Fire Protection Specialities\Fire Hose Reels | Fire Suppression, Fire Hose Reel | FS-FHR | \Classifications\Specification Class\VBIS\FS - Fire Suppression\FS-FHR - Fire Hose Reel |  | CHUBB | 36m |  |  | RN-002108 |  |  |  |  | 2004-01-01 |  | 2023-07-25 | 2 - Normal | 3 - Fair | 2 - Medium | Expected life could be extended based on the visual condition assessment. | 2 - Normal | Statutory | Preventive | High |  |  | 0y0M
138 | Royal North Shore Hospital | RN43 - P1 Multi Storey Car Park | Level 3 | RN43.03.004 | \Locations\Royal North Shore Hospital\RN43 - P1 Multi Storey Car Park\Level 3 | \Geography\Oceania\Australia\New South Wales\Sydney Northern\Willoughby\St Leonards | \Organizations\101-NSW Health\8899-NSLHD | RN-002115 | Emergency Exit Sign | Emergency Exit Sign - RN43.03.004 | \Classifications\Specification Class\Building Equipment\Electrical\Other Electrical Systems\Emergency Light & Power Systems\Emergency Evacuation Lighting | Electrical Lighting, Emergency Lighting, Testing | EL-EL-Te | \Classifications\Specification Class\VBIS\EL - Electrical Lighting\EL-EL - Emergency Lighting\EL-EL-Te - Testing |  | CLEVERTRONICS | 24m |  |  | RN-002115 | [6 empty] | 2023-07-25 | 2 - Normal | 3 - Fair | 2 - Medium |  | 2 - Normal | Statutory | Preventive | High |  |  | 15y0M
139 | Royal North Shore Hospital | RN43 - P1 Multi Storey Car Park | Level 3 | RN43.03.004 | \Locations\Royal North Shore Hospital\RN43 - P1 Multi Storey Car Park\Level 3 | \Geography\Oceania\Australia\New South Wales\Sydney Northern\Willoughby\St Leonards | \Organizations\101-NSW Health\8899-NSLHD | RN-002109 | Fire Door - Single Leaf | Fire Door - Single Leaf - RN43.03.004 | \Classifications\Specification Class\Building Equipment\Fire Protection\Fire Protection Specialities\Fire Doors | Structure, Doors Fire Rated | ST-DFR | \Classifications\Specification Class\VBIS\ST - Structure\ST-DFR - Doors Fire Rated |  | AUSTRALASIAN FIRE DOORS | FRL -/120/30 |  | 8556 | RN-002109 |  |  |  |  | 2013-01-01 |  | 2023-07-25 | 2 - Normal | 3 - Fair | 2 - Medium |  | 2 - Normal | Statutory | Preventive | High |  |  | 14y4M
140 | Royal North Shore Hospital | RN43 - P1 Multi Storey Car Park | Level 3 | RN43.03.009 | \Locations\Royal North Shore Hospital\RN43 - P1 Multi Storey Car Park\Level 3 | \Geography\Oceania\Australia\New South Wales\Sydney Northern\Willoughby\St Leonards | \Organizations\101-NSW Health\8899-NSLHD | RN-002114 | Fire Hose Reel | Fire Hose Reel - RN43.03.009 | \Classifications\Specification Class\Building Equipment\Fire Protection\Fire Protection Specialities\Fire Hose Reels | Fire Suppression, Fire Hose Reel | FS-FHR | \Classifications\Specification Class\VBIS\FS - Fire Suppression\FS-FHR - Fire Hose Reel |  | BFI | 36m |  |  | RN-002114 |  |  |  |  | 2021-01-01 |  | 2023-07-25 | 2 - Normal | 3 - Fair | 2 - Medium |  | 2 - Normal | Statutory | Preventive | High |  |  | 12y4M
141 | Royal North Shore Hospital | RN43 - P1 Multi Storey Car Park | Level 3 | RN43.03.009 | \Locations\Royal North Shore Hospital\RN43 - P1 Multi Storey Car Park\Level 3 | \Geography\Oceania\Australia\New South Wales\Sydney Northern\Willoughby\St Leonards | \Organizations\101-NSW Health\8899-NSLHD | RN-002085 | Emergency Exit Sign | Emergency Exit Sign - RN43.03.009 | \Classifications\Specification Class\Building Equipment\Electrical\Other Electrical Systems\Emergency Light & Power Systems\Emergency Evacuation Lighting | Electrical Lighting, Emergency Lighting, Testing | EL-EL-Te | \Classifications\Specification Class\VBIS\EL - Electrical Lighting\EL-EL - Emergency Lighting\EL-EL-Te - Testing |  | CLEVERTRONICS | 24m |  |  | RN-002085 | [6 empty] | 2023-07-25 | 2 - Normal | 3 - Fair | 2 - Medium |  | 2 - Normal | Statutory | Preventive | High |  |  | 15y0M
142 | Royal North Shore Hospital | RN43 - P1 Multi Storey Car Park | Level 3 | RN43.03.009 | \Locations\Royal North Shore Hospital\RN43 - P1 Multi Storey Car Park\Level 3 | \Geography\Oceania\Australia\New South Wales\Sydney Northern\Willoughby\St Leonards | \Organizations\101-NSW Health\8899-NSLHD | RN-002216 | Emergency Exit Sign | Emergency Exit Sign - RN43.03.009 | \Classifications\Specification Class\Building Equipment\Electrical\Other Electrical Systems\Emergency Light & Power Systems\Emergency Evacuation Lighting | Electrical Lighting, Emergency Lighting, Testing | EL-EL-Te | \Classifications\Specification Class\VBIS\EL - Electrical Lighting\EL-EL - Emergency Lighting\EL-EL-Te - Testing |  | CLEVERTRONICS | 24m |  |  | RN-002216 | [6 empty] | 2023-07-25 | 2 - Normal | 3 - Fair | 2 - Medium |  | 2 - Normal | Statutory | Preventive | High |  |  | 15y0M
143 | Royal North Shore Hospital | RN43 - P1 Multi Storey Car Park | Level 3 | RN43.03.009 | \Locations\Royal North Shore Hospital\RN43 - P1 Multi Storey Car Park\Level 3 | \Geography\Oceania\Australia\New South Wales\Sydney Northern\Willoughby\St Leonards | \Organizations\101-NSW Health\8899-NSLHD | RN-002080 | Fire Hydrant - Internal Landing Valve | Fire Hydrant - Internal Landing Valve - RN43.03.009 | \Classifications\Specification Class\Building Equipment\Fire Protection\Hydrants | Fire Suppression, Fire Hydrant, Internal Landing Valve | FS-FH-ILV | \Classifications\Specification Class\VBIS\FS - Fire Suppression\FS-FH - Fire Hydrant\FS-FH-ILV - Internal Landing Valve |  | UNKNOWN |  |  |  | RN-002080 | [6 empty] | 2023-07-25 | 2 - Normal | 3 - Fair | 2 - Medium |  | 2 - Normal | Statutory | Preventive | High |  |  | 15y0M
144 | Royal North Shore Hospital | RN43 - P1 Multi Storey Car Park | Level 3 | RN43.03.008 | \Locations\Royal North Shore Hospital\RN43 - P1 Multi Storey Car Park\Level 3 | \Geography\Oceania\Australia\New South Wales\Sydney Northern\Willoughby\St Leonards | \Organizations\101-NSW Health\8899-NSLHD | RN-002116 | Emergency Exit Sign | Emergency Exit Sign - RN43.03.008 | \Classifications\Specification Class\Building Equipment\Electrical\Other Electrical Systems\Emergency Light & Power Systems\Emergency Evacuation Lighting | Electrical Lighting, Emergency Lighting, Testing | EL-EL-Te | \Classifications\Specification Class\VBIS\EL - Electrical Lighting\EL-EL - Emergency Lighting\EL-EL-Te - Testing |  | CLEVERTRONICS | 24m |  |  | RN-002116 | [6 empty] | 2023-07-25 | 2 - Normal | 3 - Fair | 2 - Medium |  | 2 - Normal | Statutory | Preventive | High |  |  | 15y0M
145 | Royal North Shore Hospital | RN43 - P1 Multi Storey Car Park | Level 3 | RN43.03.008 | \Locations\Royal North Shore Hospital\RN43 - P1 Multi Storey Car Park\Level 3 | \Geography\Oceania\Australia\New South Wales\Sydney Northern\Willoughby\St Leonards | \Organizations\101-NSW Health\8899-NSLHD | RN-002121 | Emergency Exit Sign | Emergency Exit Sign - RN43.03.008 | \Classifications\Specification Class\Building Equipment\Electrical\Other Electrical Systems\Emergency Light & Power Systems\Emergency Evacuation Lighting | Electrical Lighting, Emergency Lighting, Testing | EL-EL-Te | \Classifications\Specification Class\VBIS\EL - Electrical Lighting\EL-EL - Emergency Lighting\EL-EL-Te - Testing |  | CLEVERTRONICS | 24m |  |  | RN-002121 | [6 empty] | 2023-07-25 | 2 - Normal | 3 - Fair | 2 - Medium |  | 2 - Normal | Statutory | Preventive | High |  |  | 15y0M
146 | Royal North Shore Hospital | RN43 - P1 Multi Storey Car Park | Level 3 | RN43.03.008 | \Locations\Royal North Shore Hospital\RN43 - P1 Multi Storey Car Park\Level 3 | \Geography\Oceania\Australia\New South Wales\Sydney Northern\Willoughby\St Leonards | \Organizations\101-NSW Health\8899-NSLHD | RN-002126 | Fire Hose Reel | Fire Hose Reel - RN43.03.008 | \Classifications\Specification Class\Building Equipment\Fire Protection\Fire Protection Specialities\Fire Hose Reels | Fire Suppression, Fire Hose Reel | FS-FHR | \Classifications\Specification Class\VBIS\FS - Fire Suppression\FS-FHR - Fire Hose Reel |  | QUELL | 36m |  |  | RN-002126 |  |  |  |  | 1986-01-01 |  | 2023-07-25 | 2 - Normal | 3 - Fair | 2 - Medium | Expected life could be extended based on the visual condition assessment. | 2 - Normal | Statutory | Preventive | High |  |  | 0y0M
147 | Royal North Shore Hospital | RN43 - P1 Multi Storey Car Park | Level 3 | RN43.03.008 | \Locations\Royal North Shore Hospital\RN43 - P1 Multi Storey Car Park\Level 3 | \Geography\Oceania\Australia\New South Wales\Sydney Northern\Willoughby\St Leonards | \Organizations\101-NSW Health\8899-NSLHD | RN-002122 | Fire Hydrant - Internal Landing Valve | Fire Hydrant - Internal Landing Valve - RN43.03.008 | \Classifications\Specification Class\Building Equipment\Fire Protection\Hydrants | Fire Suppression, Fire Hydrant, Internal Landing Valve | FS-FH-ILV | \Classifications\Specification Class\VBIS\FS - Fire Suppression\FS-FH - Fire Hydrant\FS-FH-ILV - Internal Landing Valve |  | UNKNOWN |  |  |  | RN-002122 | [6 empty] | 2023-07-25 | 2 - Normal | 3 - Fair | 2 - Medium |  | 2 - Normal | Statutory | Preventive | High |  |  | 15y0M
148 | Royal North Shore Hospital | RN43 - P1 Multi Storey Car Park | Level 3 | RN43.03.001 | \Locations\Royal North Shore Hospital\RN43 - P1 Multi Storey Car Park\Level 3\RN43.03.001 Stairway | \Geography\Oceania\Australia\New South Wales\Sydney Northern\Willoughby\St Leonards | \Organizations\101-NSW Health\8899-NSLHD | RN-002127 | Emergency Exit Sign | Emergency Exit Sign - RN43.03.001 | \Classifications\Specification Class\Building Equipment\Electrical\Other Electrical Systems\Emergency Light & Power Systems\Emergency Evacuation Lighting | Electrical Lighting, Emergency Lighting, Testing | EL-EL-Te | \Classifications\Specification Class\VBIS\EL - Electrical Lighting\EL-EL - Emergency Lighting\EL-EL-Te - Testing |  | CLEVERTRONICS | 24m |  |  | RN-002127 | [6 empty] | 2023-07-25 | 2 - Normal | 3 - Fair | 2 - Medium |  | 2 - Normal | Statutory | Preventive | High |  |  | 15y0M
149 | Royal North Shore Hospital | RN43 - P1 Multi Storey Car Park | Level 3 | RN43.03.001 | \Locations\Royal North Shore Hospital\RN43 - P1 Multi Storey Car Park\Level 3\RN43.03.001 Stairway | \Geography\Oceania\Australia\New South Wales\Sydney Northern\Willoughby\St Leonards | \Organizations\101-NSW Health\8899-NSLHD | RN-002117 | Emergency Exit Sign | Emergency Exit Sign - RN43.03.001 | \Classifications\Specification Class\Building Equipment\Electrical\Other Electrical Systems\Emergency Light & Power Systems\Emergency Evacuation Lighting | Electrical Lighting, Emergency Lighting, Testing | EL-EL-Te | \Classifications\Specification Class\VBIS\EL - Electrical Lighting\EL-EL - Emergency Lighting\EL-EL-Te - Testing |  | CLEVERTRONICS | 24m |  |  | RN-002117 | [6 empty] | 2023-07-25 | 2 - Normal | 3 - Fair | 2 - Medium |  | 2 - Normal | Statutory | Preventive | High |  |  | 15y0M
150 | Royal North Shore Hospital | RN43 - P1 Multi Storey Car Park | Level 3 | RN43.03.007 | \Locations\Royal North Shore Hospital\RN43 - P1 Multi Storey Car Park\Level 3 | \Geography\Oceania\Australia\New South Wales\Sydney Northern\Willoughby\St Leonards | \Organizations\101-NSW Health\8899-NSLHD | RN-002125 | Emergency Exit Sign | Emergency Exit Sign - RN43.03.007 | \Classifications\Specification Class\Building Equipment\Electrical\Other Electrical Systems\Emergency Light & Power Systems\Emergency Evacuation Lighting | Electrical Lighting, Emergency Lighting, Testing | EL-EL-Te | \Classifications\Specification Class\VBIS\EL - Electrical Lighting\EL-EL - Emergency Lighting\EL-EL-Te - Testing |  | CLEVERTRONICS | 24m |  |  | RN-002125 | [6 empty] | 2023-07-25 | 2 - Normal | 3 - Fair | 2 - Medium |  | 2 - Normal | Statutory | Preventive | High |  |  | 15y0M
151 | Royal North Shore Hospital | RN43 - P1 Multi Storey Car Park | Level 3 | RN43.03.007 | \Locations\Royal North Shore Hospital\RN43 - P1 Multi Storey Car Park\Level 3 | \Geography\Oceania\Australia\New South Wales\Sydney Northern\Willoughby\St Leonards | \Organizations\101-NSW Health\8899-NSLHD | RN-002131 | Fire Hydrant - Internal Landing Valve | Fire Hydrant - Internal Landing Valve - RN43.03.007 | \Classifications\Specification Class\Building Equipment\Fire Protection\Hydrants | Fire Suppression, Fire Hydrant, Internal Landing Valve | FS-FH-ILV | \Classifications\Specification Class\VBIS\FS - Fire Suppression\FS-FH - Fire Hydrant\FS-FH-ILV - Internal Landing Valve |  | UNKNOWN |  |  |  | RN-002131 | [6 empty] | 2023-07-25 | 2 - Normal | 3 - Fair | 2 - Medium |  | 2 - Normal | Statutory | Preventive | High |  |  | 15y0M
152 | Royal North Shore Hospital | RN43 - P1 Multi Storey Car Park | Level 3 | RN43.03.007 | \Locations\Royal North Shore Hospital\RN43 - P1 Multi Storey Car Park\Level 3 | \Geography\Oceania\Australia\New South Wales\Sydney Northern\Willoughby\St Leonards | \Organizations\101-NSW Health\8899-NSLHD | RN-002120 | Fire Door - Single Leaf | Fire Door - Single Leaf - RN43.03.007 | \Classifications\Specification Class\Building Equipment\Fire Protection\Fire Protection Specialities\Fire Doors | Structure, Doors Fire Rated | ST-DFR | \Classifications\Specification Class\VBIS\ST - Structure\ST-DFR - Doors Fire Rated |  | UNKNOWN |  |  |  | RN-002120 | [6 empty] | 2023-07-25 | 2 - Normal | 3 - Fair | 2 - Medium |  | 2 - Normal | Statutory | Preventive | High |  |  | 15y0M
153 | Royal North Shore Hospital | RN43 - P1 Multi Storey Car Park | Level 3 | RN43.03.001 | \Locations\Royal North Shore Hospital\RN43 - P1 Multi Storey Car Park\Level 3\RN43.03.001 Stairway | \Geography\Oceania\Australia\New South Wales\Sydney Northern\Willoughby\St Leonards | \Organizations\101-NSW Health\8899-NSLHD | RN-002129 | Emergency Exit Sign | Emergency Exit Sign - RN43.03.001 | \Classifications\Specification Class\Building Equipment\Electrical\Other Electrical Systems\Emergency Light & Power Systems\Emergency Evacuation Lighting | Electrical Lighting, Emergency Lighting, Testing | EL-EL-Te | \Classifications\Specification Class\VBIS\EL - Electrical Lighting\EL-EL - Emergency Lighting\EL-EL-Te - Testing |  | CLEVERTRONICS | 24m |  |  | RN-002129 | [6 empty] | 2023-07-25 | 2 - Normal | 3 - Fair | 2 - Medium |  | 2 - Normal | Statutory | Preventive | High |  |  | 15y0M
154 | Royal North Shore Hospital | RN43 - P1 Multi Storey Car Park | Level 3 | RN43.03.001 | \Locations\Royal North Shore Hospital\RN43 - P1 Multi Storey Car Park\Level 3\RN43.03.001 Stairway | \Geography\Oceania\Australia\New South Wales\Sydney Northern\Willoughby\St Leonards | \Organizations\101-NSW Health\8899-NSLHD | RN-002136 | Emergency Exit Sign | Emergency Exit Sign - RN43.03.001 | \Classifications\Specification Class\Building Equipment\Electrical\Other Electrical Systems\Emergency Light & Power Systems\Emergency Evacuation Lighting | Electrical Lighting, Emergency Lighting, Testing | EL-EL-Te | \Classifications\Specification Class\VBIS\EL - Electrical Lighting\EL-EL - Emergency Lighting\EL-EL-Te - Testing |  | CLEVERTRONICS | 24m |  |  | RN-002136 | [6 empty] | 2023-07-25 | 2 - Normal | 3 - Fair | 2 - Medium |  | 2 - Normal | Statutory | Preventive | High |  |  | 15y0M
155 | Royal North Shore Hospital | RN43 - P1 Multi Storey Car Park | Level 3 | RN43.03.001 | \Locations\Royal North Shore Hospital\RN43 - P1 Multi Storey Car Park\Level 3\RN43.03.001 Stairway | \Geography\Oceania\Australia\New South Wales\Sydney Northern\Willoughby\St Leonards | \Organizations\101-NSW Health\8899-NSLHD | RN-002141 | Emergency Exit Sign | Emergency Exit Sign - RN43.03.001 | \Classifications\Specification Class\Building Equipment\Electrical\Other Electrical Systems\Emergency Light & Power Systems\Emergency Evacuation Lighting | Electrical Lighting, Emergency Lighting, Testing | EL-EL-Te | \Classifications\Specification Class\VBIS\EL - Electrical Lighting\EL-EL - Emergency Lighting\EL-EL-Te - Testing |  | CLEVERTRONICS | 24m |  |  | RN-002141 | [6 empty] | 2023-07-25 | 2 - Normal | 3 - Fair | 2 - Medium |  | 2 - Normal | Statutory | Preventive | High |  |  | 15y0M
156 | Royal North Shore Hospital | RN43 - P1 Multi Storey Car Park | Level 3 | RN43.03.001 | \Locations\Royal North Shore Hospital\RN43 - P1 Multi Storey Car Park\Level 3\RN43.03.001 Stairway | \Geography\Oceania\Australia\New South Wales\Sydney Northern\Willoughby\St Leonards | \Organizations\101-NSW Health\8899-NSLHD | RN-002132 | Emergency Exit Sign | Emergency Exit Sign - RN43.03.001 | \Classifications\Specification Class\Building Equipment\Electrical\Other Electrical Systems\Emergency Light & Power Systems\Emergency Evacuation Lighting | Electrical Lighting, Emergency Lighting, Testing | EL-EL-Te | \Classifications\Specification Class\VBIS\EL - Electrical Lighting\EL-EL - Emergency Lighting\EL-EL-Te - Testing |  | CLEVERTRONICS | 24m |  |  | RN-002132 | [6 empty] | 2023-07-25 | 2 - Normal | 3 - Fair | 2 - Medium |  | 2 - Normal | Statutory | Preventive | High |  |  | 15y0M
157 | Royal North Shore Hospital | RN43 - P1 Multi Storey Car Park | Level 3 | RN43.03.001 | \Locations\Royal North Shore Hospital\RN43 - P1 Multi Storey Car Park\Level 3\RN43.03.001 Stairway | \Geography\Oceania\Australia\New South Wales\Sydney Northern\Willoughby\St Leonards | \Organizations\101-NSW Health\8899-NSLHD | RN-002137 | Emergency Exit Sign | Emergency Exit Sign - RN43.03.001 | \Classifications\Specification Class\Building Equipment\Electrical\Other Electrical Systems\Emergency Light & Power Systems\Emergency Evacuation Lighting | Electrical Lighting, Emergency Lighting, Testing | EL-EL-Te | \Classifications\Specification Class\VBIS\EL - Electrical Lighting\EL-EL - Emergency Lighting\EL-EL-Te - Testing |  | CLEVERTRONICS | 24m |  |  | RN-002137 | [6 empty] | 2023-07-25 | 2 - Normal | 3 - Fair | 2 - Medium |  | 2 - Normal | Statutory | Preventive | High |  |  | 15y0M
158 | Royal North Shore Hospital | RN43 - P1 Multi Storey Car Park | Level 3 | RN43.03.006 | \Locations\Royal North Shore Hospital\RN43 - P1 Multi Storey Car Park\Level 3 | \Geography\Oceania\Australia\New South Wales\Sydney Northern\Willoughby\St Leonards | \Organizations\101-NSW Health\8899-NSLHD | RN-002133 | Emergency Exit Sign | Emergency Exit Sign - RN43.03.006 | \Classifications\Specification Class\Building Equipment\Electrical\Other Electrical Systems\Emergency Light & Power Systems\Emergency Evacuation Lighting | Electrical Lighting, Emergency Lighting, Testing | EL-EL-Te | \Classifications\Specification Class\VBIS\EL - Electrical Lighting\EL-EL - Emergency Lighting\EL-EL-Te - Testing |  | CLEVERTRONICS | 24m |  |  | RN-002133 | [6 empty] | 2023-07-25 | 2 - Normal | 3 - Fair | 2 - Medium |  | 2 - Normal | Statutory | Preventive | High |  |  | 15y0M
159 | Royal North Shore Hospital | RN43 - P1 Multi Storey Car Park | Level 3 | RN43.03.006 | \Locations\Royal North Shore Hospital\RN43 - P1 Multi Storey Car Park\Level 3 | \Geography\Oceania\Australia\New South Wales\Sydney Northern\Willoughby\St Leonards | \Organizations\101-NSW Health\8899-NSLHD | RN-002143 | Fire Hydrant - Internal Landing Valve | Fire Hydrant - Internal Landing Valve - RN43.03.006 | \Classifications\Specification Class\Building Equipment\Fire Protection\Hydrants | Fire Suppression, Fire Hydrant, Internal Landing Valve | FS-FH-ILV | \Classifications\Specification Class\VBIS\FS - Fire Suppression\FS-FH - Fire Hydrant\FS-FH-ILV - Internal Landing Valve |  | UNKNOWN |  |  |  | RN-002143 | [6 empty] | 2023-07-25 | 2 - Normal | 3 - Fair | 2 - Medium |  | 2 - Normal | Statutory | Preventive | High |  |  | 15y0M
160 | Royal North Shore Hospital | RN43 - P1 Multi Storey Car Park | Level 2 | RN43.02.005 | \Locations\Royal North Shore Hospital\RN43 - P1 Multi Storey Car Park\Level 2 | \Geography\Oceania\Australia\New South Wales\Sydney Northern\Willoughby\St Leonards | \Organizations\101-NSW Health\8899-NSLHD | RN-002144 | Fire Door - Single Leaf | Fire Door - Single Leaf - RN43.02.005 | \Classifications\Specification Class\Building Equipment\Fire Protection\Fire Protection Specialities\Fire Doors | Structure, Doors Fire Rated | ST-DFR | \Classifications\Specification Class\VBIS\ST - Structure\ST-DFR - Doors Fire Rated |  | DOORPAC | FRL -/120/30 |  | 31315 | RN-002144 |  |  |  |  | 2019-01-01 |  | 2023-07-25 | 2 - Normal | 3 - Fair | 2 - Medium |  | 2 - Normal | Statutory | Preventive | High |  |  | 20y4M
161 | Royal North Shore Hospital | RN43 - P1 Multi Storey Car Park | Level 2 | RN43.02.005 | \Locations\Royal North Shore Hospital\RN43 - P1 Multi Storey Car Park\Level 2 | \Geography\Oceania\Australia\New South Wales\Sydney Northern\Willoughby\St Leonards | \Organizations\101-NSW Health\8899-NSLHD | RN-002134 | Emergency Exit Sign | Emergency Exit Sign - RN43.02.005 | \Classifications\Specification Class\Building Equipment\Electrical\Other Electrical Systems\Emergency Light & Power Systems\Emergency Evacuation Lighting | Electrical Lighting, Emergency Lighting, Testing | EL-EL-Te | \Classifications\Specification Class\VBIS\EL - Electrical Lighting\EL-EL - Emergency Lighting\EL-EL-Te - Testing |  | CLEVERTRONICS | 24m |  |  | RN-002134 | [6 empty] | 2023-07-25 | 2 - Normal | 3 - Fair | 2 - Medium |  | 2 - Normal | Statutory | Preventive | High |  |  | 15y0M
162 | Royal North Shore Hospital | RN43 - P1 Multi Storey Car Park | Level 2 | RN43.02.005 | \Locations\Royal North Shore Hospital\RN43 - P1 Multi Storey Car Park\Level 2 | \Geography\Oceania\Australia\New South Wales\Sydney Northern\Willoughby\St Leonards | \Organizations\101-NSW Health\8899-NSLHD | RN-002142 | Fire Extinguisher - Water | Fire Extinguisher - Water - RN43.02.005 | \Classifications\Specification Class\Building Equipment\Fire Protection\Fire Protection Specialities\Fire Extinguishers\Water | Fire Suppression, Portable Fire Extinguisher, Water | FS-PFE-Wa | \Classifications\Specification Class\VBIS\FS - Fire Suppression\FS-PFE - Portable Fire Extinguisher\FS-PFE-Wa - Water |  | BSA | 9.0L |  |  | RN-002142 | [6 empty] | 2023-07-25 | 2 - Normal | 3 - Fair | 2 - Medium |  | 2 - Normal | Statutory | Preventive | High |  |  | 9y0M
163 | Royal North Shore Hospital | RN43 - P1 Multi Storey Car Park | Level 2 | RN43.02.005 | \Locations\Royal North Shore Hospital\RN43 - P1 Multi Storey Car Park\Level 2 | \Geography\Oceania\Australia\New South Wales\Sydney Northern\Willoughby\St Leonards | \Organizations\101-NSW Health\8899-NSLHD | RN-002135 | Distribution Board - F | Distribution Board - F - RN43.02.005 | \Classifications\Specification Class\Building Equipment\Electrical\Electrical Service & Distribution\Distribution Boards | Electrical Power, Switchboard, Main Switch Board | EP-SB-MSB | \Classifications\Specification Class\VBIS\EP - Electrical Power\EP-SB - Switchboard\EP-SB-MSB - Main Switch Board |  | UNKNOWN |  |  |  | RN-002135 | [6 empty] | 2023-07-25 | 2 - Normal | 3 - Fair | 3 - High |  | 2 - Normal | Statutory | Preventive | High |  |  | 15y0M
164 | Royal North Shore Hospital | RN43 - P1 Multi Storey Car Park | Level 2 | RN43.02.005 | \Locations\Royal North Shore Hospital\RN43 - P1 Multi Storey Car Park\Level 2 | \Geography\Oceania\Australia\New South Wales\Sydney Northern\Willoughby\St Leonards | \Organizations\101-NSW Health\8899-NSLHD | RN-002140 | Fire Extinguisher - CO2 | Fire Extinguisher - CO2 - RN43.02.005 | \Classifications\Specification Class\Building Equipment\Fire Protection\Fire Protection Specialities\Fire Extinguishers\CO2 | Fire Suppression, Portable Fire Extinguisher, Carbon Dioxide | FS-PFE-CD | \Classifications\Specification Class\VBIS\FS - Fire Suppression\FS-PFE - Portable Fire Extinguisher\FS-PFE-CD - Carbon Dioxide |  | BSA | 3.5kg |  |  | RN-002140 | [6 empty] | 2023-07-25 | 2 - Normal | 3 - Fair | 2 - Medium |  | 2 - Normal | Statutory | Preventive | High |  |  | 9y0M
165 | Royal North Shore Hospital | RN43 - P1 Multi Storey Car Park | Level 2 | RN43.02.005 | \Locations\Royal North Shore Hospital\RN43 - P1 Multi Storey Car Park\Level 2 | \Geography\Oceania\Australia\New South Wales\Sydney Northern\Willoughby\St Leonards | \Organizations\101-NSW Health\8899-NSLHD | RN-002145 | Fire Hose Reel | Fire Hose Reel - RN43.02.005 | \Classifications\Specification Class\Building Equipment\Fire Protection\Fire Protection Specialities\Fire Hose Reels | Fire Suppression, Fire Hose Reel | FS-FHR | \Classifications\Specification Class\VBIS\FS - Fire Suppression\FS-FHR - Fire Hose Reel |  | FIREWORLD | 36m |  |  | RN-002145 |  |  |  |  | 2022-01-01 |  | 2023-07-25 | 2 - Normal | 2 - Good | 2 - Medium |  | 2 - Normal | Statutory | Preventive | High |  |  | 13y4M
166 | Royal North Shore Hospital | RN43 - P1 Multi Storey Car Park | Level 2 | RN43.02.005 | \Locations\Royal North Shore Hospital\RN43 - P1 Multi Storey Car Park\Level 2 | \Geography\Oceania\Australia\New South Wales\Sydney Northern\Willoughby\St Leonards | \Organizations\101-NSW Health\8899-NSLHD | RN-002118 | Emergency Exit Sign | Emergency Exit Sign - RN43.02.005 | \Classifications\Specification Class\Building Equipment\Electrical\Other Electrical Systems\Emergency Light & Power Systems\Emergency Evacuation Lighting | Electrical Lighting, Emergency Lighting, Testing | EL-EL-Te | \Classifications\Specification Class\VBIS\EL - Electrical Lighting\EL-EL - Emergency Lighting\EL-EL-Te - Testing |  | CLEVERTRONICS | 24m |  |  | RN-002118 | [6 empty] | 2023-07-25 | 2 - Normal | 3 - Fair | 2 - Medium |  | 2 - Normal | Statutory | Preventive | High |  |  | 15y0M
167 | Royal North Shore Hospital | RN43 - P1 Multi Storey Car Park | Level 2 | RN43.02.004 | \Locations\Royal North Shore Hospital\RN43 - P1 Multi Storey Car Park\Level 2 | \Geography\Oceania\Australia\New South Wales\Sydney Northern\Willoughby\St Leonards | \Organizations\101-NSW Health\8899-NSLHD | RN-002154 | Emergency Exit Sign | Emergency Exit Sign - RN43.02.004 | \Classifications\Specification Class\Building Equipment\Electrical\Other Electrical Systems\Emergency Light & Power Systems\Emergency Evacuation Lighting | Electrical Lighting, Emergency Lighting, Testing | EL-EL-Te | \Classifications\Specification Class\VBIS\EL - Electrical Lighting\EL-EL - Emergency Lighting\EL-EL-Te - Testing |  | CLEVERTRONICS | 24m |  |  | RN-002154 | [6 empty] | 2023-07-25 | 2 - Normal | 3 - Fair | 2 - Medium |  | 2 - Normal | Statutory | Preventive | High |  |  | 15y0M
168 | Royal North Shore Hospital | RN43 - P1 Multi Storey Car Park | Level 2 | RN43.02.004 | \Locations\Royal North Shore Hospital\RN43 - P1 Multi Storey Car Park\Level 2 | \Geography\Oceania\Australia\New South Wales\Sydney Northern\Willoughby\St Leonards | \Organizations\101-NSW Health\8899-NSLHD | RN-002149 | Fire Hydrant - Internal Landing Valve | Fire Hydrant - Internal Landing Valve - RN43.02.004 | \Classifications\Specification Class\Building Equipment\Fire Protection\Hydrants | Fire Suppression, Fire Hydrant, Internal Landing Valve | FS-FH-ILV | \Classifications\Specification Class\VBIS\FS - Fire Suppression\FS-FH - Fire Hydrant\FS-FH-ILV - Internal Landing Valve |  | UNKNOWN |  |  |  | RN-002149 | [6 empty] | 2023-07-25 | 2 - Normal | 3 - Fair | 2 - Medium |  | 2 - Normal | Statutory | Preventive | High |  |  | 15y0M
169 | Royal North Shore Hospital | RN43 - P1 Multi Storey Car Park | Level 2 | RN43.02.004 | \Locations\Royal North Shore Hospital\RN43 - P1 Multi Storey Car Park\Level 2 | \Geography\Oceania\Australia\New South Wales\Sydney Northern\Willoughby\St Leonards | \Organizations\101-NSW Health\8899-NSLHD | RN-002163 | Fire Hose Reel | Fire Hose Reel - RN43.02.004 | \Classifications\Specification Class\Building Equipment\Fire Protection\Fire Protection Specialities\Fire Hose Reels | Fire Suppression, Fire Hose Reel | FS-FHR | \Classifications\Specification Class\VBIS\FS - Fire Suppression\FS-FHR - Fire Hose Reel |  | CHUBB | 36m |  |  | RN-002163 |  |  |  |  | 2004-01-01 |  | 2023-07-25 | 2 - Normal | 3 - Fair | 2 - Medium | Expected life could be extended based on the visual condition assessment. | 2 - Normal | Statutory | Preventive | High |  |  | 0y0M
170 | Royal North Shore Hospital | RN43 - P1 Multi Storey Car Park | Level 2 | RN43.02.004 | \Locations\Royal North Shore Hospital\RN43 - P1 Multi Storey Car Park\Level 2 | \Geography\Oceania\Australia\New South Wales\Sydney Northern\Willoughby\St Leonards | \Organizations\101-NSW Health\8899-NSLHD | RN-002158 | Emergency Exit Sign | Emergency Exit Sign - RN43.02.004 | \Classifications\Specification Class\Building Equipment\Electrical\Other Electrical Systems\Emergency Light & Power Systems\Emergency Evacuation Lighting | Electrical Lighting, Emergency Lighting, Testing | EL-EL-Te | \Classifications\Specification Class\VBIS\EL - Electrical Lighting\EL-EL - Emergency Lighting\EL-EL-Te - Testing |  | CLEVERTRONICS | 24m |  |  | RN-002158 | [6 empty] | 2023-07-25 | 2 - Normal | 3 - Fair | 2 - Medium |  | 2 - Normal | Statutory | Preventive | High |  |  | 15y0M
171 | Royal North Shore Hospital | RN43 - P1 Multi Storey Car Park | Level 2 | RN43.02.004 | \Locations\Royal North Shore Hospital\RN43 - P1 Multi Storey Car Park\Level 2 | \Geography\Oceania\Australia\New South Wales\Sydney Northern\Willoughby\St Leonards | \Organizations\101-NSW Health\8899-NSLHD | RN-002153 | Fire Door - Single Leaf | Fire Door - Single Leaf - RN43.02.004 | \Classifications\Specification Class\Building Equipment\Fire Protection\Fire Protection Specialities\Fire Doors | Structure, Doors Fire Rated | ST-DFR | \Classifications\Specification Class\VBIS\ST - Structure\ST-DFR - Doors Fire Rated |  | AUSTRAL FIRE DOORS |  |  | 5545 | RN-002153 |  |  |  |  | 2011-01-01 |  | 2023-07-25 | 2 - Normal | 3 - Fair | 2 - Medium |  | 2 - Normal | Statutory | Preventive | High |  |  | 12y4M
172 | Royal North Shore Hospital | RN43 - P1 Multi Storey Car Park | Level 2 | RN43.02.004 | \Locations\Royal North Shore Hospital\RN43 - P1 Multi Storey Car Park\Level 2 | \Geography\Oceania\Australia\New South Wales\Sydney Northern\Willoughby\St Leonards | \Organizations\101-NSW Health\8899-NSLHD | RN-002148 | Fire Extinguisher - Water | Fire Extinguisher - Water - RN43.02.004 | \Classifications\Specification Class\Building Equipment\Fire Protection\Fire Protection Specialities\Fire Extinguishers\Water | Fire Suppression, Portable Fire Extinguisher, Water | FS-PFE-Wa | \Classifications\Specification Class\VBIS\FS - Fire Suppression\FS-PFE - Portable Fire Extinguisher\FS-PFE-Wa - Water |  | BSA | 9.0L |  |  | RN-002148 | [6 empty] | 2023-07-25 | 2 - Normal | 3 - Fair | 2 - Medium |  | 2 - Normal | Statutory | Preventive | High |  |  | 9y0M
173 | Royal North Shore Hospital | RN43 - P1 Multi Storey Car Park | Level 2 | RN43.02.009 | \Locations\Royal North Shore Hospital\RN43 - P1 Multi Storey Car Park\Level 2 | \Geography\Oceania\Australia\New South Wales\Sydney Northern\Willoughby\St Leonards | \Organizations\101-NSW Health\8899-NSLHD | RN-002151 | Emergency Exit Sign | Emergency Exit Sign - RN43.02.009 | \Classifications\Specification Class\Building Equipment\Electrical\Other Electrical Systems\Emergency Light & Power Systems\Emergency Evacuation Lighting | Electrical Lighting, Emergency Lighting, Testing | EL-EL-Te | \Classifications\Specification Class\VBIS\EL - Electrical Lighting\EL-EL - Emergency Lighting\EL-EL-Te - Testing |  | CLEVERTRONICS | 24m |  |  | RN-002151 | [6 empty] | 2023-07-25 | 2 - Normal | 3 - Fair | 2 - Medium |  | 2 - Normal | Statutory | Preventive | High |  |  | 15y0M
174 | Royal North Shore Hospital | RN43 - P1 Multi Storey Car Park | Level 2 | RN43.02.009 | \Locations\Royal North Shore Hospital\RN43 - P1 Multi Storey Car Park\Level 2 | \Geography\Oceania\Australia\New South Wales\Sydney Northern\Willoughby\St Leonards | \Organizations\101-NSW Health\8899-NSLHD | RN-002156 | Fire Door - Single Leaf | Fire Door - Single Leaf - RN43.02.009 | \Classifications\Specification Class\Building Equipment\Fire Protection\Fire Protection Specialities\Fire Doors | Structure, Doors Fire Rated | ST-DFR | \Classifications\Specification Class\VBIS\ST - Structure\ST-DFR - Doors Fire Rated |  | AUSTRALASIAN FIRE DOORS | FRL -/120/30 |  | 8560 | RN-002156 |  |  |  |  | 2013-01-01 |  | 2023-07-25 | 2 - Normal | 3 - Fair | 2 - Medium |  | 2 - Normal | Statutory | Preventive | High |  |  | 14y4M
175 | Royal North Shore Hospital | RN43 - P1 Multi Storey Car Park | Level 2 | RN43.02.009 | \Locations\Royal North Shore Hospital\RN43 - P1 Multi Storey Car Park\Level 2 | \Geography\Oceania\Australia\New South Wales\Sydney Northern\Willoughby\St Leonards | \Organizations\101-NSW Health\8899-NSLHD | RN-002161 | Emergency Exit Sign | Emergency Exit Sign - RN43.02.009 | \Classifications\Specification Class\Building Equipment\Electrical\Other Electrical Systems\Emergency Light & Power Systems\Emergency Evacuation Lighting | Electrical Lighting, Emergency Lighting, Testing | EL-EL-Te | \Classifications\Specification Class\VBIS\EL - Electrical Lighting\EL-EL - Emergency Lighting\EL-EL-Te - Testing |  | CLEVERTRONICS | 24m |  |  | RN-002161 | [6 empty] | 2023-07-25 | 2 - Normal | 3 - Fair | 2 - Medium |  | 2 - Normal | Statutory | Preventive | High |  |  | 15y0M
176 | Royal North Shore Hospital | RN43 - P1 Multi Storey Car Park | Level 2 | RN43.02.009 | \Locations\Royal North Shore Hospital\RN43 - P1 Multi Storey Car Park\Level 2 | \Geography\Oceania\Australia\New South Wales\Sydney Northern\Willoughby\St Leonards | \Organizations\101-NSW Health\8899-NSLHD | RN-002188 | Fire Extinguisher - Water | Fire Extinguisher - Water - RN43.02.009 | \Classifications\Specification Class\Building Equipment\Fire Protection\Fire Protection Specialities\Fire Extinguishers\Water | Fire Suppression, Portable Fire Extinguisher, Water | FS-PFE-Wa | \Classifications\Specification Class\VBIS\FS - Fire Suppression\FS-PFE - Portable Fire Extinguisher\FS-PFE-Wa - Water |  | BSA | 9.0L |  |  | RN-002188 | [6 empty] | 2023-07-25 | 2 - Normal | 3 - Fair | 2 - Medium |  | 2 - Normal | Statutory | Preventive | High |  |  | 9y0M
177 | Royal North Shore Hospital | RN43 - P1 Multi Storey Car Park | Level 2 | RN43.02.008 | \Locations\Royal North Shore Hospital\RN43 - P1 Multi Storey Car Park\Level 2 | \Geography\Oceania\Australia\New South Wales\Sydney Northern\Willoughby\St Leonards | \Organizations\101-NSW Health\8899-NSLHD | RN-002196 | Emergency Exit Sign | Emergency Exit Sign - RN43.02.008 | \Classifications\Specification Class\Building Equipment\Electrical\Other Electrical Systems\Emergency Light & Power Systems\Emergency Evacuation Lighting | Electrical Lighting, Emergency Lighting, Testing | EL-EL-Te | \Classifications\Specification Class\VBIS\EL - Electrical Lighting\EL-EL - Emergency Lighting\EL-EL-Te - Testing |  | CLEVERTRONICS | 24m |  |  | RN-002196 | [6 empty] | 2023-07-25 | 2 - Normal | 3 - Fair | 2 - Medium |  | 2 - Normal | Statutory | Preventive | High |  |  | 15y0M
178 | Royal North Shore Hospital | RN43 - P1 Multi Storey Car Park | Level 2 | RN43.02.008 | \Locations\Royal North Shore Hospital\RN43 - P1 Multi Storey Car Park\Level 2 | \Geography\Oceania\Australia\New South Wales\Sydney Northern\Willoughby\St Leonards | \Organizations\101-NSW Health\8899-NSLHD | RN-002155 | Emergency Exit Sign | Emergency Exit Sign - RN43.02.008 | \Classifications\Specification Class\Building Equipment\Electrical\Other Electrical Systems\Emergency Light & Power Systems\Emergency Evacuation Lighting | Electrical Lighting, Emergency Lighting, Testing | EL-EL-Te | \Classifications\Specification Class\VBIS\EL - Electrical Lighting\EL-EL - Emergency Lighting\EL-EL-Te - Testing |  | CLEVERTRONICS | 24m |  |  | RN-002155 | [6 empty] | 2023-07-25 | 2 - Normal | 3 - Fair | 2 - Medium |  | 2 - Normal | Statutory | Preventive | High |  |  | 15y0M
179 | Royal North Shore Hospital | RN43 - P1 Multi Storey Car Park | Level 2 | RN43.02.008 | \Locations\Royal North Shore Hospital\RN43 - P1 Multi Storey Car Park\Level 2 | \Geography\Oceania\Australia\New South Wales\Sydney Northern\Willoughby\St Leonards | \Organizations\101-NSW Health\8899-NSLHD | RN-002147 | Fire Extinguisher - Water | Fire Extinguisher - Water - RN43.02.008 | \Classifications\Specification Class\Building Equipment\Fire Protection\Fire Protection Specialities\Fire Extinguishers\Water | Fire Suppression, Portable Fire Extinguisher, Water | FS-PFE-Wa | \Classifications\Specification Class\VBIS\FS - Fire Suppression\FS-PFE - Portable Fire Extinguisher\FS-PFE-Wa - Water |  | BSA | 9.0L |  |  | RN-002147 | [6 empty] | 2023-07-25 | 2 - Normal | 3 - Fair | 2 - Medium |  | 2 - Normal | Statutory | Preventive | High |  |  | 9y0M
180 | Royal North Shore Hospital | RN43 - P1 Multi Storey Car Park | Level 2 | RN43.02.008 | \Locations\Royal North Shore Hospital\RN43 - P1 Multi Storey Car Park\Level 2 | \Geography\Oceania\Australia\New South Wales\Sydney Northern\Willoughby\St Leonards | \Organizations\101-NSW Health\8899-NSLHD | RN-002152 | Fire Door - Single Leaf | Fire Door - Single Leaf - RN43.02.008 | \Classifications\Specification Class\Building Equipment\Fire Protection\Fire Protection Specialities\Fire Doors | Structure, Doors Fire Rated | ST-DFR | \Classifications\Specification Class\VBIS\ST - Structure\ST-DFR - Doors Fire Rated |  | AUSTRALASIAN FIRE DOORS | FRL -/120/30 |  | 8558 | RN-002152 |  |  |  |  | 2013-01-01 |  | 2023-07-25 | 2 - Normal | 3 - Fair | 2 - Medium |  | 2 - Normal | Statutory | Preventive | High |  |  | 14y4M
181 | Royal North Shore Hospital | RN43 - P1 Multi Storey Car Park | Level 2 | RN43.02.008 | \Locations\Royal North Shore Hospital\RN43 - P1 Multi Storey Car Park\Level 2 | \Geography\Oceania\Australia\New South Wales\Sydney Northern\Willoughby\St Leonards | \Organizations\101-NSW Health\8899-NSLHD | RN-002205 | Fire Hydrant - Internal Landing Valve | Fire Hydrant - Internal Landing Valve - RN43.02.008 | \Classifications\Specification Class\Building Equipment\Fire Protection\Hydrants | Fire Suppression, Fire Hydrant, Internal Landing Valve | FS-FH-ILV | \Classifications\Specification Class\VBIS\FS - Fire Suppression\FS-FH - Fire Hydrant\FS-FH-ILV - Internal Landing Valve |  | UNKNOWN |  |  |  | RN-002205 | [6 empty] | 2023-07-25 | 2 - Normal | 3 - Fair | 2 - Medium |  | 2 - Normal | Statutory | Preventive | High |  |  | 15y0M
182 | Royal North Shore Hospital | RN43 - P1 Multi Storey Car Park | Level 2 | RN43.02.007 | \Locations\Royal North Shore Hospital\RN43 - P1 Multi Storey Car Park\Level 2 | \Geography\Oceania\Australia\New South Wales\Sydney Northern\Willoughby\St Leonards | \Organizations\101-NSW Health\8899-NSLHD | RN-002199 | Emergency Exit Sign | Emergency Exit Sign - RN43.02.007 | \Classifications\Specification Class\Building Equipment\Electrical\Other Electrical Systems\Emergency Light & Power Systems\Emergency Evacuation Lighting | Electrical Lighting, Emergency Lighting, Testing | EL-EL-Te | \Classifications\Specification Class\VBIS\EL - Electrical Lighting\EL-EL - Emergency Lighting\EL-EL-Te - Testing |  | CLEVERTRONICS | 24m |  |  | RN-002199 | [6 empty] | 2023-07-25 | 2 - Normal | 3 - Fair | 2 - Medium |  | 2 - Normal | Statutory | Preventive | High |  |  | 15y0M
183 | Royal North Shore Hospital | RN43 - P1 Multi Storey Car Park | Level 2 | RN43.02.007 | \Locations\Royal North Shore Hospital\RN43 - P1 Multi Storey Car Park\Level 2 | \Geography\Oceania\Australia\New South Wales\Sydney Northern\Willoughby\St Leonards | \Organizations\101-NSW Health\8899-NSLHD | RN-002194 | Fire Hose Reel | Fire Hose Reel - RN43.02.007 | \Classifications\Specification Class\Building Equipment\Fire Protection\Fire Protection Specialities\Fire Hose Reels | Fire Suppression, Fire Hose Reel | FS-FHR | \Classifications\Specification Class\VBIS\FS - Fire Suppression\FS-FHR - Fire Hose Reel |  | CHUBB | 36m |  |  | RN-002194 |  |  |  |  | 2005-01-01 |  | 2023-07-25 | 2 - Normal | 4 - Poor | 2 - Medium | Expected life could be extended based on the visual condition assessment. Heavy surface corrosion | 2 - Normal | Statutory | Preventive | High |  |  | 0y0M
184 | Royal North Shore Hospital | RN43 - P1 Multi Storey Car Park | Level 2 | RN43.02.007 | \Locations\Royal North Shore Hospital\RN43 - P1 Multi Storey Car Park\Level 2 | \Geography\Oceania\Australia\New South Wales\Sydney Northern\Willoughby\St Leonards | \Organizations\101-NSW Health\8899-NSLHD | RN-002204 | Fire Door - Single Leaf | Fire Door - Single Leaf - RN43.02.007 | \Classifications\Specification Class\Building Equipment\Fire Protection\Fire Protection Specialities\Fire Doors | Structure, Doors Fire Rated | ST-DFR | \Classifications\Specification Class\VBIS\ST - Structure\ST-DFR - Doors Fire Rated |  | TERRYS TRADING | FRL -/120/30 |  |  | RN-002204 |  |  |  |  | 2005-01-01 |  | 2023-07-25 | 2 - Normal | 3 - Fair | 2 - Medium |  | 2 - Normal | Statutory | Preventive | High |  |  | 6y4M
185 | Royal North Shore Hospital | RN43 - P1 Multi Storey Car Park | Level 2 | RN43.02.007 | \Locations\Royal North Shore Hospital\RN43 - P1 Multi Storey Car Park\Level 2 | \Geography\Oceania\Australia\New South Wales\Sydney Northern\Willoughby\St Leonards | \Organizations\101-NSW Health\8899-NSLHD | RN-002190 | Fire Door - Single Leaf | Fire Door - Single Leaf - RN43.02.007 | \Classifications\Specification Class\Building Equipment\Fire Protection\Fire Protection Specialities\Fire Doors | Structure, Doors Fire Rated | ST-DFR | \Classifications\Specification Class\VBIS\ST - Structure\ST-DFR - Doors Fire Rated |  | UNKNOWN |  |  |  | RN-002190 | [6 empty] | 2023-07-25 | 2 - Normal | 3 - Fair | 2 - Medium |  | 2 - Normal | Statutory | Preventive | High |  |  | 15y0M
186 | Royal North Shore Hospital | RN43 - P1 Multi Storey Car Park | Level 2 | RN43.02.001 | \Locations\Royal North Shore Hospital\RN43 - P1 Multi Storey Car Park\Level 2\RN43.02.001 Stairway | \Geography\Oceania\Australia\New South Wales\Sydney Northern\Willoughby\St Leonards | \Organizations\101-NSW Health\8899-NSLHD | RN-002202 | Emergency Exit Sign | Emergency Exit Sign - RN43.02.001 | \Classifications\Specification Class\Building Equipment\Electrical\Other Electrical Systems\Emergency Light & Power Systems\Emergency Evacuation Lighting | Electrical Lighting, Emergency Lighting, Testing | EL-EL-Te | \Classifications\Specification Class\VBIS\EL - Electrical Lighting\EL-EL - Emergency Lighting\EL-EL-Te - Testing |  | CLEVERTRONICS | 24m |  |  | RN-002202 | [6 empty] | 2023-07-25 | 2 - Normal | 3 - Fair | 2 - Medium |  | 2 - Normal | Statutory | Preventive | High |  |  | 15y0M
187 | Royal North Shore Hospital | RN43 - P1 Multi Storey Car Park | Level 2 | RN43.02.006 | \Locations\Royal North Shore Hospital\RN43 - P1 Multi Storey Car Park\Level 2 | \Geography\Oceania\Australia\New South Wales\Sydney Northern\Willoughby\St Leonards | \Organizations\101-NSW Health\8899-NSLHD | RN-002200 | Emergency Exit Sign | Emergency Exit Sign - RN43.02.006 | \Classifications\Specification Class\Building Equipment\Electrical\Other Electrical Systems\Emergency Light & Power Systems\Emergency Evacuation Lighting | Electrical Lighting, Emergency Lighting, Testing | EL-EL-Te | \Classifications\Specification Class\VBIS\EL - Electrical Lighting\EL-EL - Emergency Lighting\EL-EL-Te - Testing |  | CLEVERTRONICS | 24m |  |  | RN-002200 | [6 empty] | 2023-07-25 | 2 - Normal | 3 - Fair | 2 - Medium |  | 2 - Normal | Statutory | Preventive | High |  |  | 15y0M
188 | Royal North Shore Hospital | RN43 - P1 Multi Storey Car Park | Level 2 | RN43.02.006 | \Locations\Royal North Shore Hospital\RN43 - P1 Multi Storey Car Park\Level 2 | \Geography\Oceania\Australia\New South Wales\Sydney Northern\Willoughby\St Leonards | \Organizations\101-NSW Health\8899-NSLHD | RN-002209 | Fire Hose Reel | Fire Hose Reel - RN43.02.006 | \Classifications\Specification Class\Building Equipment\Fire Protection\Fire Protection Specialities\Fire Hose Reels | Fire Suppression, Fire Hose Reel | FS-FHR | \Classifications\Specification Class\VBIS\FS - Fire Suppression\FS-FHR - Fire Hose Reel |  | FIREWORLD | 36m |  |  | RN-002209 |  |  |  |  | 2022-01-01 |  | 2023-07-25 | 2 - Normal | 4 - Poor | 2 - Medium | Poor condition | 2 - Normal | Statutory | Preventive | High |  |  | 13y4M
189 | Royal North Shore Hospital | RN43 - P1 Multi Storey Car Park | Level 2 | RN43.02.001 | \Locations\Royal North Shore Hospital\RN43 - P1 Multi Storey Car Park\Level 2\RN43.02.001 Stairway | \Geography\Oceania\Australia\New South Wales\Sydney Northern\Willoughby\St Leonards | \Organizations\101-NSW Health\8899-NSLHD | RN-002231 | Emergency Exit Sign | Emergency Exit Sign - RN43.02.001 | \Classifications\Specification Class\Building Equipment\Electrical\Other Electrical Systems\Emergency Light & Power Systems\Emergency Evacuation Lighting | Electrical Lighting, Emergency Lighting, Testing | EL-EL-Te | \Classifications\Specification Class\VBIS\EL - Electrical Lighting\EL-EL - Emergency Lighting\EL-EL-Te - Testing |  | CLEVERTRONICS | 24m |  |  | RN-002231 | [6 empty] | 2023-07-25 | 2 - Normal | 3 - Fair | 2 - Medium |  | 2 - Normal | Statutory | Preventive | High |  |  | 15y0M
190 | Royal North Shore Hospital | RN43 - P1 Multi Storey Car Park | Level 2 | RN43.02.001 | \Locations\Royal North Shore Hospital\RN43 - P1 Multi Storey Car Park\Level 2\RN43.02.001 Stairway | \Geography\Oceania\Australia\New South Wales\Sydney Northern\Willoughby\St Leonards | \Organizations\101-NSW Health\8899-NSLHD | RN-002226 | Emergency Exit Sign | Emergency Exit Sign - RN43.02.001 | \Classifications\Specification Class\Building Equipment\Electrical\Other Electrical Systems\Emergency Light & Power Systems\Emergency Evacuation Lighting | Electrical Lighting, Emergency Lighting, Testing | EL-EL-Te | \Classifications\Specification Class\VBIS\EL - Electrical Lighting\EL-EL - Emergency Lighting\EL-EL-Te - Testing |  | CLEVERTRONICS | 24m |  |  | RN-002226 | [6 empty] | 2023-07-25 | 2 - Normal | 3 - Fair | 2 - Medium |  | 2 - Normal | Statutory | Preventive | High |  |  | 15y0M
191 | Royal North Shore Hospital | RN43 - P1 Multi Storey Car Park | Level 1 | RN43.01.005 | \Locations\Royal North Shore Hospital\RN43 - P1 Multi Storey Car Park\Level 1 | \Geography\Oceania\Australia\New South Wales\Sydney Northern\Willoughby\St Leonards | \Organizations\101-NSW Health\8899-NSLHD | RN-002217 | Emergency Exit Sign | Emergency Exit Sign - RN43.01.005 | \Classifications\Specification Class\Building Equipment\Electrical\Other Electrical Systems\Emergency Light & Power Systems\Emergency Evacuation Lighting | Electrical Lighting, Emergency Lighting, Testing | EL-EL-Te | \Classifications\Specification Class\VBIS\EL - Electrical Lighting\EL-EL - Emergency Lighting\EL-EL-Te - Testing |  | CLEVERTRONICS | 24m |  |  | RN-002217 | [6 empty] | 2023-07-25 | 2 - Normal | 3 - Fair | 2 - Medium |  | 2 - Normal | Statutory | Preventive | High |  |  | 15y0M
192 | Royal North Shore Hospital | RN43 - P1 Multi Storey Car Park | Level 1 | RN43.01.005 | \Locations\Royal North Shore Hospital\RN43 - P1 Multi Storey Car Park\Level 1 | \Geography\Oceania\Australia\New South Wales\Sydney Northern\Willoughby\St Leonards | \Organizations\101-NSW Health\8899-NSLHD | RN-002235 | Fire Hydrant - Internal Landing Valve | Fire Hydrant - Internal Landing Valve - RN43.01.005 | \Classifications\Specification Class\Building Equipment\Fire Protection\Hydrants | Fire Suppression, Fire Hydrant, Internal Landing Valve | FS-FH-ILV | \Classifications\Specification Class\VBIS\FS - Fire Suppression\FS-FH - Fire Hydrant\FS-FH-ILV - Internal Landing Valve |  | UNKNOWN |  |  |  | RN-002235 | [6 empty] | 2023-07-25 | 2 - Normal | 3 - Fair | 2 - Medium |  | 2 - Normal | Statutory | Preventive | High |  |  | 15y0M
193 | Royal North Shore Hospital | RN43 - P1 Multi Storey Car Park | Level 1 | RN43.01.005 | \Locations\Royal North Shore Hospital\RN43 - P1 Multi Storey Car Park\Level 1 | \Geography\Oceania\Australia\New South Wales\Sydney Northern\Willoughby\St Leonards | \Organizations\101-NSW Health\8899-NSLHD | RN-002215 | Fire Hose Reel | Fire Hose Reel - RN43.01.005 | \Classifications\Specification Class\Building Equipment\Fire Protection\Fire Protection Specialities\Fire Hose Reels | Fire Suppression, Fire Hose Reel | FS-FHR | \Classifications\Specification Class\VBIS\FS - Fire Suppression\FS-FHR - Fire Hose Reel |  | FIREWORLD | 36m |  |  | RN-002215 |  |  |  |  | 2022-01-01 |  | 2023-07-25 | 2 - Normal | 2 - Good | 2 - Medium |  | 2 - Normal | Statutory | Preventive | High |  |  | 13y4M
194 | Royal North Shore Hospital | RN43 - P1 Multi Storey Car Park | Level 1 | RN43.01.005 | \Locations\Royal North Shore Hospital\RN43 - P1 Multi Storey Car Park\Level 1 | \Geography\Oceania\Australia\New South Wales\Sydney Northern\Willoughby\St Leonards | \Organizations\101-NSW Health\8899-NSLHD | RN-002223 | Emergency Exit Sign | Emergency Exit Sign - RN43.01.005 | \Classifications\Specification Class\Building Equipment\Electrical\Other Electrical Systems\Emergency Light & Power Systems\Emergency Evacuation Lighting | Electrical Lighting, Emergency Lighting, Testing | EL-EL-Te | \Classifications\Specification Class\VBIS\EL - Electrical Lighting\EL-EL - Emergency Lighting\EL-EL-Te - Testing |  | CLEVERTRONICS | 24m |  |  | RN-002223 | [6 empty] | 2023-07-25 | 2 - Normal | 3 - Fair | 2 - Medium |  | 2 - Normal | Statutory | Preventive | High |  |  | 15y0M
195 | Royal North Shore Hospital | RN43 - P1 Multi Storey Car Park | Level 1 | RN43.01.005 | \Locations\Royal North Shore Hospital\RN43 - P1 Multi Storey Car Park\Level 1 | \Geography\Oceania\Australia\New South Wales\Sydney Northern\Willoughby\St Leonards | \Organizations\101-NSW Health\8899-NSLHD | RN-002220 | Fire Door - Single Leaf | Fire Door - Single Leaf - RN43.01.005 | \Classifications\Specification Class\Building Equipment\Fire Protection\Fire Protection Specialities\Fire Doors | Structure, Doors Fire Rated | ST-DFR | \Classifications\Specification Class\VBIS\ST - Structure\ST-DFR - Doors Fire Rated |  | DOORPAC | FRL -/120/30 |  | 32842 | RN-002220 |  |  |  |  | 2021-01-01 |  | 2023-07-25 | 2 - Normal | 3 - Fair | 2 - Medium |  | 2 - Normal | Statutory | Preventive | High |  |  | 22y4M
196 | Royal North Shore Hospital | RN43 - P1 Multi Storey Car Park | Level 1 | RN43.01.005 | \Locations\Royal North Shore Hospital\RN43 - P1 Multi Storey Car Park\Level 1 | \Geography\Oceania\Australia\New South Wales\Sydney Northern\Willoughby\St Leonards | \Organizations\101-NSW Health\8899-NSLHD | RN-002225 | Fire Extinguisher - CO2 | Fire Extinguisher - CO2 - RN43.01.005 | \Classifications\Specification Class\Building Equipment\Fire Protection\Fire Protection Specialities\Fire Extinguishers\CO2 | Fire Suppression, Portable Fire Extinguisher, Carbon Dioxide | FS-PFE-CD | \Classifications\Specification Class\VBIS\FS - Fire Suppression\FS-PFE - Portable Fire Extinguisher\FS-PFE-CD - Carbon Dioxide |  | BSA | 3.5kg |  |  | RN-002225 | [6 empty] | 2023-07-25 | 2 - Normal | 2 - Good | 2 - Medium |  | 2 - Normal | Statutory | Preventive | High |  |  | 12y0M
197 | Royal North Shore Hospital | RN43 - P1 Multi Storey Car Park | Level 1 | RN43.01.005 | \Locations\Royal North Shore Hospital\RN43 - P1 Multi Storey Car Park\Level 1 | \Geography\Oceania\Australia\New South Wales\Sydney Northern\Willoughby\St Leonards | \Organizations\101-NSW Health\8899-NSLHD | RN-002230 | Distribution Board - E | Distribution Board - E - RN43.01.005 | \Classifications\Specification Class\Building Equipment\Electrical\Electrical Service & Distribution\Distribution Boards | Electrical Power, Switchboard, Main Switch Board | EP-SB-MSB | \Classifications\Specification Class\VBIS\EP - Electrical Power\EP-SB - Switchboard\EP-SB-MSB - Main Switch Board |  | UNKNOWN |  |  |  | RN-002230 | [6 empty] | 2023-07-25 | 2 - Normal | 3 - Fair | 3 - High |  | 2 - Normal | Statutory | Preventive | High |  |  | 15y0M
198 | Royal North Shore Hospital | RN43 - P1 Multi Storey Car Park | Level 1 | RN43.01.005 | \Locations\Royal North Shore Hospital\RN43 - P1 Multi Storey Car Park\Level 1 | \Geography\Oceania\Australia\New South Wales\Sydney Northern\Willoughby\St Leonards | \Organizations\101-NSW Health\8899-NSLHD | RN-002214 | Fire Extinguisher - Water | Fire Extinguisher - Water - RN43.01.005 | \Classifications\Specification Class\Building Equipment\Fire Protection\Fire Protection Specialities\Fire Extinguishers\Water | Fire Suppression, Portable Fire Extinguisher, Water | FS-PFE-Wa | \Classifications\Specification Class\VBIS\FS - Fire Suppression\FS-PFE - Portable Fire Extinguisher\FS-PFE-Wa - Water |  | BSA | 9.0L |  |  | RN-002214 | [6 empty] | 2023-07-25 | 2 - Normal | 3 - Fair | 2 - Medium |  | 2 - Normal | Statutory | Preventive | High |  |  | 9y0M
199 | Royal North Shore Hospital | RN43 - P1 Multi Storey Car Park | Level 1 | RN43.01.004 | \Locations\Royal North Shore Hospital\RN43 - P1 Multi Storey Car Park\Level 1 | \Geography\Oceania\Australia\New South Wales\Sydney Northern\Willoughby\St Leonards | \Organizations\101-NSW Health\8899-NSLHD | RN-002213 | Emergency Exit Sign | Emergency Exit Sign - RN43.01.004 | \Classifications\Specification Class\Building Equipment\Electrical\Other Electrical Systems\Emergency Light & Power Systems\Emergency Evacuation Lighting | Electrical Lighting, Emergency Lighting, Testing | EL-EL-Te | \Classifications\Specification Class\VBIS\EL - Electrical Lighting\EL-EL - Emergency Lighting\EL-EL-Te - Testing |  | CLEVERTRONICS | 24m |  |  | RN-002213 | [6 empty] | 2023-07-25 | 2 - Normal | 3 - Fair | 2 - Medium |  | 2 - Normal | Statutory | Preventive | High |  |  | 15y0M
200 | Royal North Shore Hospital | RN43 - P1 Multi Storey Car Park | Level 1 | RN43.01.004 | \Locations\Royal North Shore Hospital\RN43 - P1 Multi Storey Car Park\Level 1 | \Geography\Oceania\Australia\New South Wales\Sydney Northern\Willoughby\St Leonards | \Organizations\101-NSW Health\8899-NSLHD | RN-002219 | Fire Hydrant - Internal Landing Valve | Fire Hydrant - Internal Landing Valve - RN43.01.004 | \Classifications\Specification Class\Building Equipment\Fire Protection\Hydrants | Fire Suppression, Fire Hydrant, Internal Landing Valve | FS-FH-ILV | \Classifications\Specification Class\VBIS\FS - Fire Suppression\FS-FH - Fire Hydrant\FS-FH-ILV - Internal Landing Valve |  | UNKNOWN |  |  |  | RN-002219 | [6 empty] | 2023-07-25 | 2 - Normal | 3 - Fair | 2 - Medium |  | 2 - Normal | Statutory | Preventive | High |  |  | 15y0M
201 | Royal North Shore Hospital | RN43 - P1 Multi Storey Car Park | Level 1 | RN43.01.004 | \Locations\Royal North Shore Hospital\RN43 - P1 Multi Storey Car Park\Level 1 | \Geography\Oceania\Australia\New South Wales\Sydney Northern\Willoughby\St Leonards | \Organizations\101-NSW Health\8899-NSLHD | RN-002228 | Fire Hose Reel | Fire Hose Reel - RN43.01.004 | \Classifications\Specification Class\Building Equipment\Fire Protection\Fire Protection Specialities\Fire Hose Reels | Fire Suppression, Fire Hose Reel | FS-FHR | \Classifications\Specification Class\VBIS\FS - Fire Suppression\FS-FHR - Fire Hose Reel |  | CHUBB | 36m |  |  | RN-002228 |  |  |  |  | 2004-01-01 |  | 2023-07-25 | 2 - Normal | 3 - Fair | 2 - Medium | Expected life could be extended based on the visual condition assessment. | 2 - Normal | Statutory | Preventive | High |  |  | 0y0M
202 | Royal North Shore Hospital | RN43 - P1 Multi Storey Car Park | Level 1 | RN43.01.004 | \Locations\Royal North Shore Hospital\RN43 - P1 Multi Storey Car Park\Level 1 | \Geography\Oceania\Australia\New South Wales\Sydney Northern\Willoughby\St Leonards | \Organizations\101-NSW Health\8899-NSLHD | RN-002233 | Emergency Exit Sign | Emergency Exit Sign - RN43.01.004 | \Classifications\Specification Class\Building Equipment\Electrical\Other Electrical Systems\Emergency Light & Power Systems\Emergency Evacuation Lighting | Electrical Lighting, Emergency Lighting, Testing | EL-EL-Te | \Classifications\Specification Class\VBIS\EL - Electrical Lighting\EL-EL - Emergency Lighting\EL-EL-Te - Testing |  | CLEVERTRONICS | 24m |  |  | RN-002233 | [6 empty] | 2023-07-25 | 2 - Normal | 3 - Fair | 2 - Medium |  | 2 - Normal | Statutory | Preventive | High |  |  | 15y0M
203 | Royal North Shore Hospital | RN43 - P1 Multi Storey Car Park | Level 1 | RN43.01.004 | \Locations\Royal North Shore Hospital\RN43 - P1 Multi Storey Car Park\Level 1 | \Geography\Oceania\Australia\New South Wales\Sydney Northern\Willoughby\St Leonards | \Organizations\101-NSW Health\8899-NSLHD | RN-002212 | Fire Door - Single Leaf | Fire Door - Single Leaf - RN43.01.004 | \Classifications\Specification Class\Building Equipment\Fire Protection\Fire Protection Specialities\Fire Doors | Structure, Doors Fire Rated | ST-DFR | \Classifications\Specification Class\VBIS\ST - Structure\ST-DFR - Doors Fire Rated |  | AUSTRAL FIRE DOORS | FRL -/120/30 |  | 5529 | RN-002212 |  |  |  |  | 2011-01-01 |  | 2023-07-25 | 2 - Normal | 3 - Fair | 2 - Medium |  | 2 - Normal | Statutory | Preventive | High |  |  | 12y4M
204 | Royal North Shore Hospital | RN43 - P1 Multi Storey Car Park | Level 1 | RN43.01.004 | \Locations\Royal North Shore Hospital\RN43 - P1 Multi Storey Car Park\Level 1 | \Geography\Oceania\Australia\New South Wales\Sydney Northern\Willoughby\St Leonards | \Organizations\101-NSW Health\8899-NSLHD | RN-002218 | Fire Extinguisher - Water | Fire Extinguisher - Water - RN43.01.004 | \Classifications\Specification Class\Building Equipment\Fire Protection\Fire Protection Specialities\Fire Extinguishers\Water | Fire Suppression, Portable Fire Extinguisher, Water | FS-PFE-Wa | \Classifications\Specification Class\VBIS\FS - Fire Suppression\FS-PFE - Portable Fire Extinguisher\FS-PFE-Wa - Water |  | BSA | 9.0L |  |  | RN-002218 | [6 empty] | 2023-07-25 | 2 - Normal | 2 - Good | 2 - Medium |  | 2 - Normal | Statutory | Preventive | High |  |  | 12y0M
205 | Royal North Shore Hospital | RN43 - P1 Multi Storey Car Park | Level 1 | RN43.01.009 | \Locations\Royal North Shore Hospital\RN43 - P1 Multi Storey Car Park\Level 1 | \Geography\Oceania\Australia\New South Wales\Sydney Northern\Willoughby\St Leonards | \Organizations\101-NSW Health\8899-NSLHD | RN-002244 | Emergency Exit Sign | Emergency Exit Sign - RN43.01.009 | \Classifications\Specification Class\Building Equipment\Electrical\Other Electrical Systems\Emergency Light & Power Systems\Emergency Evacuation Lighting | Electrical Lighting, Emergency Lighting, Testing | EL-EL-Te | \Classifications\Specification Class\VBIS\EL - Electrical Lighting\EL-EL - Emergency Lighting\EL-EL-Te - Testing |  | CLEVERTRONICS | 24m |  |  | RN-002244 | [6 empty] | 2023-07-25 | 2 - Normal | 3 - Fair | 2 - Medium |  | 2 - Normal | Statutory | Preventive | High |  |  | 15y0M
206 | Royal North Shore Hospital | RN43 - P1 Multi Storey Car Park | Level 1 | RN43.01.009 | \Locations\Royal North Shore Hospital\RN43 - P1 Multi Storey Car Park\Level 1 | \Geography\Oceania\Australia\New South Wales\Sydney Northern\Willoughby\St Leonards | \Organizations\101-NSW Health\8899-NSLHD | RN-002210 | Fire Hose Reel | Fire Hose Reel - RN43.01.009 | \Classifications\Specification Class\Building Equipment\Fire Protection\Fire Protection Specialities\Fire Hose Reels | Fire Suppression, Fire Hose Reel | FS-FHR | \Classifications\Specification Class\VBIS\FS - Fire Suppression\FS-FHR - Fire Hose Reel |  | QUELL | 36m |  |  | RN-002210 |  |  |  |  | 1986-01-01 |  | 2023-07-25 | 2 - Normal | 3 - Fair | 2 - Medium | Expected life could be extended based on the visual condition assessment. | 2 - Normal | Statutory | Preventive | High |  |  | 0y0M
207 | Royal North Shore Hospital | RN43 - P1 Multi Storey Car Park | Level 1 | RN43.01.009 | \Locations\Royal North Shore Hospital\RN43 - P1 Multi Storey Car Park\Level 1 | \Geography\Oceania\Australia\New South Wales\Sydney Northern\Willoughby\St Leonards | \Organizations\101-NSW Health\8899-NSLHD | RN-002249 | Fire Hydrant - Internal Landing Valve | Fire Hydrant - Internal Landing Valve - RN43.01.009 | \Classifications\Specification Class\Building Equipment\Fire Protection\Hydrants | Fire Suppression, Fire Hydrant, Internal Landing Valve | FS-FH-ILV | \Classifications\Specification Class\VBIS\FS - Fire Suppression\FS-FH - Fire Hydrant\FS-FH-ILV - Internal Landing Valve |  | UNKNOWN |  |  |  | RN-002249 | [6 empty] | 2023-07-25 | 2 - Normal | 3 - Fair | 2 - Medium |  | 2 - Normal | Statutory | Preventive | High |  |  | 15y0M
208 | Royal North Shore Hospital | RN43 - P1 Multi Storey Car Park | Level 2 | RN43.02.001 | \Locations\Royal North Shore Hospital\RN43 - P1 Multi Storey Car Park\Level 2\RN43.02.001 Stairway | \Geography\Oceania\Australia\New South Wales\Sydney Northern\Willoughby\St Leonards | \Organizations\101-NSW Health\8899-NSLHD | RN-002195 | Emergency Exit Sign | Emergency Exit Sign - RN43.02.001 | \Classifications\Specification Class\Building Equipment\Electrical\Other Electrical Systems\Emergency Light & Power Systems\Emergency Evacuation Lighting | Electrical Lighting, Emergency Lighting, Testing | EL-EL-Te | \Classifications\Specification Class\VBIS\EL - Electrical Lighting\EL-EL - Emergency Lighting\EL-EL-Te - Testing |  | CLEVERTRONICS | 24m |  |  | RN-002195 | [6 empty] | 2023-07-25 | 2 - Normal | 2 - Good | 2 - Medium |  | 2 - Normal | Statutory | Preventive | High |  |  | 20y0M
209 | Royal North Shore Hospital | RN43 - P1 Multi Storey Car Park | Level 2 | RN43.02.001 | \Locations\Royal North Shore Hospital\RN43 - P1 Multi Storey Car Park\Level 2\RN43.02.001 Stairway | \Geography\Oceania\Australia\New South Wales\Sydney Northern\Willoughby\St Leonards | \Organizations\101-NSW Health\8899-NSLHD | RN-002192 | Emergency Light | Emergency Light - RN43.02.001 | \Classifications\Specification Class\Building Equipment\Electrical\Other Electrical Systems\Emergency Light & Power Systems\Emergency Evacuation Lighting | Electrical Lighting, Emergency Lighting, Testing | EL-EL-Te | \Classifications\Specification Class\VBIS\EL - Electrical Lighting\EL-EL - Emergency Lighting\EL-EL-Te - Testing |  | CLEVERTRONICS |  |  |  | RN-002192 | [6 empty] | 2023-07-25 | 2 - Normal | 2 - Good | 2 - Medium |  | 2 - Normal | Statutory | Preventive | High |  |  | 20y0M
210 | Royal North Shore Hospital | RN43 - P1 Multi Storey Car Park | Level 2 | RN43.02.001 | \Locations\Royal North Shore Hospital\RN43 - P1 Multi Storey Car Park\Level 2\RN43.02.001 Stairway | \Geography\Oceania\Australia\New South Wales\Sydney Northern\Willoughby\St Leonards | \Organizations\101-NSW Health\8899-NSLHD | RN-002191 | Emergency Light | Emergency Light - RN43.02.001 | \Classifications\Specification Class\Building Equipment\Electrical\Other Electrical Systems\Emergency Light & Power Systems\Emergency Evacuation Lighting | Electrical Lighting, Emergency Lighting, Testing | EL-EL-Te | \Classifications\Specification Class\VBIS\EL - Electrical Lighting\EL-EL - Emergency Lighting\EL-EL-Te - Testing |  | CLEVERTRONICS |  |  |  | RN-002191 | [6 empty] | 2023-07-25 | 2 - Normal | 2 - Good | 2 - Medium |  | 2 - Normal | Statutory | Preventive | High |  |  | 20y0M
211 | Royal North Shore Hospital | RN43 - P1 Multi Storey Car Park | Level 2 | RN43.02.001 | \Locations\Royal North Shore Hospital\RN43 - P1 Multi Storey Car Park\Level 2\RN43.02.001 Stairway | \Geography\Oceania\Australia\New South Wales\Sydney Northern\Willoughby\St Leonards | \Organizations\101-NSW Health\8899-NSLHD | RN-002197 | Emergency Exit Sign | Emergency Exit Sign - RN43.02.001 | \Classifications\Specification Class\Building Equipment\Electrical\Other Electrical Systems\Emergency Light & Power Systems\Emergency Evacuation Lighting | Electrical Lighting, Emergency Lighting, Testing | EL-EL-Te | \Classifications\Specification Class\VBIS\EL - Electrical Lighting\EL-EL - Emergency Lighting\EL-EL-Te - Testing |  | CLEVERTRONICS | 24m |  |  | RN-002197 | [6 empty] | 2023-07-25 | 2 - Normal | 2 - Good | 2 - Medium |  | 2 - Normal | Statutory | Preventive | High |  |  | 20y0M
212 | Royal North Shore Hospital | RN43 - P1 Multi Storey Car Park | Level 2 | RN43.02.006 | \Locations\Royal North Shore Hospital\RN43 - P1 Multi Storey Car Park\Level 2 | \Geography\Oceania\Australia\New South Wales\Sydney Northern\Willoughby\St Leonards | \Organizations\101-NSW Health\8899-NSLHD | RN-002180 | Fire Door - Single Leaf | Fire Door - Single Leaf - RN43.02.006 | \Classifications\Specification Class\Building Equipment\Fire Protection\Fire Protection Specialities\Fire Doors | Structure, Doors Fire Rated | ST-DFR | \Classifications\Specification Class\VBIS\ST - Structure\ST-DFR - Doors Fire Rated |  | TERRYS TRADING | FRL -/120/30 |  |  | RN-002180 |  |  |  |  | 2005-01-01 |  | 2023-07-25 | 2 - Normal | 2 - Good | 2 - Medium |  | 2 - Normal | Statutory | Preventive | High |  |  | 6y4M
213 | Royal North Shore Hospital | RN43 - P1 Multi Storey Car Park | Level 2 | RN43.02.006 | \Locations\Royal North Shore Hospital\RN43 - P1 Multi Storey Car Park\Level 2 | \Geography\Oceania\Australia\New South Wales\Sydney Northern\Willoughby\St Leonards | \Organizations\101-NSW Health\8899-NSLHD | RN-002176 | Fire Door - Single Leaf | Fire Door - Single Leaf - RN43.02.006 | \Classifications\Specification Class\Building Equipment\Fire Protection\Fire Protection Specialities\Fire Doors | Structure, Doors Fire Rated | ST-DFR | \Classifications\Specification Class\VBIS\ST - Structure\ST-DFR - Doors Fire Rated |  | UNKNOWN |  |  |  | RN-002176 | [6 empty] | 2023-07-25 | 2 - Normal | 2 - Good | 2 - Medium |  | 2 - Normal | Statutory | Preventive | High |  |  | 20y0M
214 | Royal North Shore Hospital | RN43 - P1 Multi Storey Car Park | Level 2 | RN43.02.001 | \Locations\Royal North Shore Hospital\RN43 - P1 Multi Storey Car Park\Level 2\RN43.02.001 Stairway | \Geography\Oceania\Australia\New South Wales\Sydney Northern\Willoughby\St Leonards | \Organizations\101-NSW Health\8899-NSLHD | RN-002166 | Fire Hydrant - Internal Landing Valve | Fire Hydrant - Internal Landing Valve - RN43.02.001 | \Classifications\Specification Class\Building Equipment\Fire Protection\Hydrants | Fire Suppression, Fire Hydrant, Internal Landing Valve | FS-FH-ILV | \Classifications\Specification Class\VBIS\FS - Fire Suppression\FS-FH - Fire Hydrant\FS-FH-ILV - Internal Landing Valve |  | UNKNOWN |  |  |  | RN-002166 | [6 empty] | 2023-07-25 | 2 - Normal | 2 - Good | 2 - Medium |  | 2 - Normal | Statutory | Preventive | High |  |  | 20y0M
215 | Royal North Shore Hospital | RN43 - P1 Multi Storey Car Park | Level 1 | RN43.01.001 | \Locations\Royal North Shore Hospital\RN43 - P1 Multi Storey Car Park\Level 1\RN43.01.001 Stairway | \Geography\Oceania\Australia\New South Wales\Sydney Northern\Willoughby\St Leonards | \Organizations\101-NSW Health\8899-NSLHD | RN-002185 | Fire Hose Reel | Fire Hose Reel - RN43.01.001 | \Classifications\Specification Class\Building Equipment\Fire Protection\Fire Protection Specialities\Fire Hose Reels | Fire Suppression, Fire Hose Reel | FS-FHR | \Classifications\Specification Class\VBIS\FS - Fire Suppression\FS-FHR - Fire Hose Reel |  | CHUBB | 36m |  |  | RN-002185 |  |  |  |  | 2005-01-01 |  | 2023-07-25 | 2 - Normal | 2 - Good | 2 - Medium | Expected life could be extended based on the visual condition assessment. | 2 - Normal | Statutory | Preventive | High |  |  | 0y0M
216 | Royal North Shore Hospital | RN43 - P1 Multi Storey Car Park | Level 1 | RN43.01.001 | \Locations\Royal North Shore Hospital\RN43 - P1 Multi Storey Car Park\Level 1\RN43.01.001 Stairway | \Geography\Oceania\Australia\New South Wales\Sydney Northern\Willoughby\St Leonards | \Organizations\101-NSW Health\8899-NSLHD | RN-002171 | Fire Hydrant - Internal Landing Valve | Fire Hydrant - Internal Landing Valve - RN43.01.001 | \Classifications\Specification Class\Building Equipment\Fire Protection\Hydrants | Fire Suppression, Fire Hydrant, Internal Landing Valve | FS-FH-ILV | \Classifications\Specification Class\VBIS\FS - Fire Suppression\FS-FH - Fire Hydrant\FS-FH-ILV - Internal Landing Valve |  | UNKNOWN |  |  |  | RN-002171 | [6 empty] | 2023-07-25 | 2 - Normal | 4 - Poor | 2 - Medium | Poor condition | 2 - Normal | Statutory | Preventive | High |  |  | 5y0M
217 | Royal North Shore Hospital | RN43 - P1 Multi Storey Car Park | Level 1 | RN43.01.001 | \Locations\Royal North Shore Hospital\RN43 - P1 Multi Storey Car Park\Level 1\RN43.01.001 Stairway | \Geography\Oceania\Australia\New South Wales\Sydney Northern\Willoughby\St Leonards | \Organizations\101-NSW Health\8899-NSLHD | RN-002222 | Emergency Light | Emergency Light - RN43.01.001 | \Classifications\Specification Class\Building Equipment\Electrical\Other Electrical Systems\Emergency Light & Power Systems\Emergency Evacuation Lighting | Electrical Lighting, Emergency Lighting, Testing | EL-EL-Te | \Classifications\Specification Class\VBIS\EL - Electrical Lighting\EL-EL - Emergency Lighting\EL-EL-Te - Testing |  | CLEVERTRONICS |  |  |  | RN-002222 | [6 empty] | 2023-07-25 | 2 - Normal | 2 - Good | 2 - Medium |  | 2 - Normal | Statutory | Preventive | High |  |  | 20y0M
218 | Royal North Shore Hospital | RN43 - P1 Multi Storey Car Park | Level 1 | RN43.01.001 | \Locations\Royal North Shore Hospital\RN43 - P1 Multi Storey Car Park\Level 1\RN43.01.001 Stairway | \Geography\Oceania\Australia\New South Wales\Sydney Northern\Willoughby\St Leonards | \Organizations\101-NSW Health\8899-NSLHD | RN-002227 | Emergency Light | Emergency Light - RN43.01.001 | \Classifications\Specification Class\Building Equipment\Electrical\Other Electrical Systems\Emergency Light & Power Systems\Emergency Evacuation Lighting | Electrical Lighting, Emergency Lighting, Testing | EL-EL-Te | \Classifications\Specification Class\VBIS\EL - Electrical Lighting\EL-EL - Emergency Lighting\EL-EL-Te - Testing |  | CLEVERTRONICS |  |  |  | RN-002227 | [6 empty] | 2023-07-25 | 2 - Normal | 2 - Good | 2 - Medium |  | 2 - Normal | Statutory | Preventive | High |  |  | 20y0M
219 | Royal North Shore Hospital | RN43 - P1 Multi Storey Car Park | Level 1 | RN43.01.001 | \Locations\Royal North Shore Hospital\RN43 - P1 Multi Storey Car Park\Level 1\RN43.01.001 Stairway | \Geography\Oceania\Australia\New South Wales\Sydney Northern\Willoughby\St Leonards | \Organizations\101-NSW Health\8899-NSLHD | RN-002232 | Emergency Light | Emergency Light - RN43.01.001 | \Classifications\Specification Class\Building Equipment\Electrical\Other Electrical Systems\Emergency Light & Power Systems\Emergency Evacuation Lighting | Electrical Lighting, Emergency Lighting, Testing | EL-EL-Te | \Classifications\Specification Class\VBIS\EL - Electrical Lighting\EL-EL - Emergency Lighting\EL-EL-Te - Testing |  | CLEVERTRONICS |  |  |  | RN-002232 | [6 empty] | 2023-07-25 | 2 - Normal | 2 - Good | 2 - Medium |  | 2 - Normal | Statutory | Preventive | High |  |  | 20y0M
220 | Royal North Shore Hospital | RN43 - P1 Multi Storey Car Park | Level 1 | RN43.01.001 | \Locations\Royal North Shore Hospital\RN43 - P1 Multi Storey Car Park\Level 1\RN43.01.001 Stairway | \Geography\Oceania\Australia\New South Wales\Sydney Northern\Willoughby\St Leonards | \Organizations\101-NSW Health\8899-NSLHD | RN-002221 | Emergency Light | Emergency Light - RN43.01.001 | \Classifications\Specification Class\Building Equipment\Electrical\Other Electrical Systems\Emergency Light & Power Systems\Emergency Evacuation Lighting | Electrical Lighting, Emergency Lighting, Testing | EL-EL-Te | \Classifications\Specification Class\VBIS\EL - Electrical Lighting\EL-EL - Emergency Lighting\EL-EL-Te - Testing |  | CLEVERTRONICS |  |  |  | RN-002221 | [6 empty] | 2023-07-25 | 2 - Normal | 2 - Good | 2 - Medium |  | 2 - Normal | Statutory | Preventive | High |  |  | 20y0M
221 | Royal North Shore Hospital | RN43 - P1 Multi Storey Car Park | Level 1 | RN43.01.001 | \Locations\Royal North Shore Hospital\RN43 - P1 Multi Storey Car Park\Level 1\RN43.01.001 Stairway | \Geography\Oceania\Australia\New South Wales\Sydney Northern\Willoughby\St Leonards | \Organizations\101-NSW Health\8899-NSLHD | RN-002224 | Emergency Light | Emergency Light - RN43.01.001 | \Classifications\Specification Class\Building Equipment\Electrical\Other Electrical Systems\Emergency Light & Power Systems\Emergency Evacuation Lighting | Electrical Lighting, Emergency Lighting, Testing | EL-EL-Te | \Classifications\Specification Class\VBIS\EL - Electrical Lighting\EL-EL - Emergency Lighting\EL-EL-Te - Testing |  | CLEVERTRONICS |  |  |  | RN-002224 | [6 empty] | 2023-07-25 | 2 - Normal | 2 - Good | 2 - Medium |  | 2 - Normal | Statutory | Preventive | High |  |  | 20y0M
222 | Royal North Shore Hospital | RN43 - P1 Multi Storey Car Park | Level 1 | RN43.01.001 | \Locations\Royal North Shore Hospital\RN43 - P1 Multi Storey Car Park\Level 1\RN43.01.001 Stairway | \Geography\Oceania\Australia\New South Wales\Sydney Northern\Willoughby\St Leonards | \Organizations\101-NSW Health\8899-NSLHD | RN-002229 | Emergency Light | Emergency Light - RN43.01.001 | \Classifications\Specification Class\Building Equipment\Electrical\Other Electrical Systems\Emergency Light & Power Systems\Emergency Evacuation Lighting | Electrical Lighting, Emergency Lighting, Testing | EL-EL-Te | \Classifications\Specification Class\VBIS\EL - Electrical Lighting\EL-EL - Emergency Lighting\EL-EL-Te - Testing |  | CLEVERTRONICS |  |  |  | RN-002229 | [6 empty] | 2023-07-25 | 2 - Normal | 2 - Good | 2 - Medium |  | 2 - Normal | Statutory | Preventive | High |  |  | 20y0M
223 | Royal North Shore Hospital | RN43 - P1 Multi Storey Car Park | Level 1 | RN43.01.001 | \Locations\Royal North Shore Hospital\RN43 - P1 Multi Storey Car Park\Level 1\RN43.01.001 Stairway | \Geography\Oceania\Australia\New South Wales\Sydney Northern\Willoughby\St Leonards | \Organizations\101-NSW Health\8899-NSLHD | RN-002234 | Emergency Light | Emergency Light - RN43.01.001 | \Classifications\Specification Class\Building Equipment\Electrical\Other Electrical Systems\Emergency Light & Power Systems\Emergency Evacuation Lighting | Electrical Lighting, Emergency Lighting, Testing | EL-EL-Te | \Classifications\Specification Class\VBIS\EL - Electrical Lighting\EL-EL - Emergency Lighting\EL-EL-Te - Testing |  | CLEVERTRONICS |  |  |  | RN-002234 | [6 empty] | 2023-07-25 | 2 - Normal | 2 - Good | 2 - Medium |  | 2 - Normal | Statutory | Preventive | High |  |  | 20y0M
224 | Royal North Shore Hospital | RN43 - P1 Multi Storey Car Park | Level 1 | RN43.01.001 | \Locations\Royal North Shore Hospital\RN43 - P1 Multi Storey Car Park\Level 1\RN43.01.001 Stairway | \Geography\Oceania\Australia\New South Wales\Sydney Northern\Willoughby\St Leonards | \Organizations\101-NSW Health\8899-NSLHD | RN-002208 | Emergency Light | Emergency Light - RN43.01.001 | \Classifications\Specification Class\Building Equipment\Electrical\Other Electrical Systems\Emergency Light & Power Systems\Emergency Evacuation Lighting | Electrical Lighting, Emergency Lighting, Testing | EL-EL-Te | \Classifications\Specification Class\VBIS\EL - Electrical Lighting\EL-EL - Emergency Lighting\EL-EL-Te - Testing |  | CLEVERTRONICS |  |  |  | RN-002208 | [6 empty] | 2023-07-25 | 2 - Normal | 2 - Good | 2 - Medium |  | 2 - Normal | Statutory | Preventive | High |  |  | 20y0M
225 | Royal North Shore Hospital | RN43 - P1 Multi Storey Car Park | Level 1 | RN43.01.001 | \Locations\Royal North Shore Hospital\RN43 - P1 Multi Storey Car Park\Level 1\RN43.01.001 Stairway | \Geography\Oceania\Australia\New South Wales\Sydney Northern\Willoughby\St Leonards | \Organizations\101-NSW Health\8899-NSLHD | RN-002207 | Emergency Light | Emergency Light - RN43.01.001 | \Classifications\Specification Class\Building Equipment\Electrical\Other Electrical Systems\Emergency Light & Power Systems\Emergency Evacuation Lighting | Electrical Lighting, Emergency Lighting, Testing | EL-EL-Te | \Classifications\Specification Class\VBIS\EL - Electrical Lighting\EL-EL - Emergency Lighting\EL-EL-Te - Testing |  | CLEVERTRONICS |  |  |  | RN-002207 | [6 empty] | 2023-07-25 | 2 - Normal | 2 - Good | 2 - Medium |  | 2 - Normal | Statutory | Preventive | High |  |  | 20y0M
226 | Royal North Shore Hospital | RN43 - P1 Multi Storey Car Park | Level 1 | RN43.01.001 | \Locations\Royal North Shore Hospital\RN43 - P1 Multi Storey Car Park\Level 1\RN43.01.001 Stairway | \Geography\Oceania\Australia\New South Wales\Sydney Northern\Willoughby\St Leonards | \Organizations\101-NSW Health\8899-NSLHD | RN-002206 | Emergency Light | Emergency Light - RN43.01.001 | \Classifications\Specification Class\Building Equipment\Electrical\Other Electrical Systems\Emergency Light & Power Systems\Emergency Evacuation Lighting | Electrical Lighting, Emergency Lighting, Testing | EL-EL-Te | \Classifications\Specification Class\VBIS\EL - Electrical Lighting\EL-EL - Emergency Lighting\EL-EL-Te - Testing |  | CLEVERTRONICS |  |  |  | RN-002206 | [6 empty] | 2023-07-25 | 2 - Normal | 2 - Good | 2 - Medium |  | 2 - Normal | Statutory | Preventive | High |  |  | 20y0M
227 | Royal North Shore Hospital | RN43 - P1 Multi Storey Car Park | Level 1 | RN43.01.004 | \Locations\Royal North Shore Hospital\RN43 - P1 Multi Storey Car Park\Level 1 | \Geography\Oceania\Australia\New South Wales\Sydney Northern\Willoughby\St Leonards | \Organizations\101-NSW Health\8899-NSLHD | RN-002174 | Fire Extinguisher - CO2 | Fire Extinguisher - CO2 - RN43.01.004 | \Classifications\Specification Class\Building Equipment\Fire Protection\Fire Protection Specialities\Fire Extinguishers\CO2 | Fire Suppression, Portable Fire Extinguisher, Carbon Dioxide | FS-PFE-CD | \Classifications\Specification Class\VBIS\FS - Fire Suppression\FS-PFE - Portable Fire Extinguisher\FS-PFE-CD - Carbon Dioxide |  | FLAMESTOP | 5.0kg |  |  | RN-002174 | [6 empty] | 2023-07-25 | 2 - Normal | 2 - Good | 2 - Medium |  | 2 - Normal | Statutory | Preventive | High |  |  | 12y0M
228 | Royal North Shore Hospital | RN43 - P1 Multi Storey Car Park | Level 1 | RN43.01.004 | \Locations\Royal North Shore Hospital\RN43 - P1 Multi Storey Car Park\Level 1 | \Geography\Oceania\Australia\New South Wales\Sydney Northern\Willoughby\St Leonards | \Organizations\101-NSW Health\8899-NSLHD | RN-002169 | Distribution Board - D | Distribution Board - D - RN43.01.004 | \Classifications\Specification Class\Building Equipment\Electrical\Electrical Service & Distribution\Distribution Boards | Electrical Power, Switchboard, Main Switch Board | EP-SB-MSB | \Classifications\Specification Class\VBIS\EP - Electrical Power\EP-SB - Switchboard\EP-SB-MSB - Main Switch Board |  | UNKNOWN |  |  |  | RN-002169 | [6 empty] | 2023-07-25 | 2 - Normal | 2 - Good | 3 - High |  | 2 - Normal | Statutory | Preventive | High |  |  | 20y0M
229 | Royal North Shore Hospital | RN43 - P1 Multi Storey Car Park | Level 1 | RN43.01.001 | \Locations\Royal North Shore Hospital\RN43 - P1 Multi Storey Car Park\Level 1\RN43.01.001 Stairway | \Geography\Oceania\Australia\New South Wales\Sydney Northern\Willoughby\St Leonards | \Organizations\101-NSW Health\8899-NSLHD | RN-002245 | Emergency Light | Emergency Light - RN43.01.001 | \Classifications\Specification Class\Building Equipment\Electrical\Other Electrical Systems\Emergency Light & Power Systems\Emergency Evacuation Lighting | Electrical Lighting, Emergency Lighting, Testing | EL-EL-Te | \Classifications\Specification Class\VBIS\EL - Electrical Lighting\EL-EL - Emergency Lighting\EL-EL-Te - Testing |  | CLEVERTRONICS |  |  |  | RN-002245 | [6 empty] | 2023-07-25 | 2 - Normal | 2 - Good | 2 - Medium |  | 2 - Normal | Statutory | Preventive | High |  |  | 20y0M
230 | Royal North Shore Hospital | RN43 - P1 Multi Storey Car Park | Level 1 | RN43.01.001 | \Locations\Royal North Shore Hospital\RN43 - P1 Multi Storey Car Park\Level 1\RN43.01.001 Stairway | \Geography\Oceania\Australia\New South Wales\Sydney Northern\Willoughby\St Leonards | \Organizations\101-NSW Health\8899-NSLHD | RN-002242 | Emergency Light | Emergency Light - RN43.01.001 | \Classifications\Specification Class\Building Equipment\Electrical\Other Electrical Systems\Emergency Light & Power Systems\Emergency Evacuation Lighting | Electrical Lighting, Emergency Lighting, Testing | EL-EL-Te | \Classifications\Specification Class\VBIS\EL - Electrical Lighting\EL-EL - Emergency Lighting\EL-EL-Te - Testing |  | CLEVERTRONICS |  |  |  | RN-002242 | [6 empty] | 2023-07-25 | 2 - Normal | 2 - Good | 2 - Medium |  | 2 - Normal | Statutory | Preventive | High |  |  | 20y0M
231 | Royal North Shore Hospital | RN43 - P1 Multi Storey Car Park | Level 1 | RN43.01.001 | \Locations\Royal North Shore Hospital\RN43 - P1 Multi Storey Car Park\Level 1\RN43.01.001 Stairway | \Geography\Oceania\Australia\New South Wales\Sydney Northern\Willoughby\St Leonards | \Organizations\101-NSW Health\8899-NSLHD | RN-002237 | Emergency Light | Emergency Light - RN43.01.001 | \Classifications\Specification Class\Building Equipment\Electrical\Other Electrical Systems\Emergency Light & Power Systems\Emergency Evacuation Lighting | Electrical Lighting, Emergency Lighting, Testing | EL-EL-Te | \Classifications\Specification Class\VBIS\EL - Electrical Lighting\EL-EL - Emergency Lighting\EL-EL-Te - Testing |  | CLEVERTRONICS |  |  |  | RN-002237 | [6 empty] | 2023-07-25 | 2 - Normal | 2 - Good | 2 - Medium |  | 2 - Normal | Statutory | Preventive | High |  |  | 20y0M
232 | Royal North Shore Hospital | RN43 - P1 Multi Storey Car Park | Level 1 | RN43.01.009 | \Locations\Royal North Shore Hospital\RN43 - P1 Multi Storey Car Park\Level 1 | \Geography\Oceania\Australia\New South Wales\Sydney Northern\Willoughby\St Leonards | \Organizations\101-NSW Health\8899-NSLHD | RN-002182 | Fire Extinguisher - Dry Chemical | Fire Extinguisher - Dry Chemical - RN43.01.009 | \Classifications\Specification Class\Building Equipment\Fire Protection\Fire Protection Specialities\Fire Extinguishers\BCF | Fire Suppression, Portable Fire Extinguisher, Dry Chemical Powder | FS-PFE-DCP | \Classifications\Specification Class\VBIS\FS - Fire Suppression\FS-PFE - Portable Fire Extinguisher\FS-PFE-DCP - Dry Chemical Powder |  | BSA | 9.0kg |  |  | RN-002182 | [6 empty] | 2023-07-25 | 2 - Normal | 2 - Good | 2 - Medium |  | 2 - Normal | Statutory | Preventive | High |  |  | 12y0M
233 | Royal North Shore Hospital | RN43 - P1 Multi Storey Car Park | Level 1 | RN43.01.001 | \Locations\Royal North Shore Hospital\RN43 - P1 Multi Storey Car Park\Level 1\RN43.01.001 Stairway | \Geography\Oceania\Australia\New South Wales\Sydney Northern\Willoughby\St Leonards | \Organizations\101-NSW Health\8899-NSLHD | RN-002238 | Emergency Light | Emergency Light - RN43.01.001 | \Classifications\Specification Class\Building Equipment\Electrical\Other Electrical Systems\Emergency Light & Power Systems\Emergency Evacuation Lighting | Electrical Lighting, Emergency Lighting, Testing | EL-EL-Te | \Classifications\Specification Class\VBIS\EL - Electrical Lighting\EL-EL - Emergency Lighting\EL-EL-Te - Testing |  | CLEVERTRONICS |  |  |  | RN-002238 | [6 empty] | 2023-07-25 | 2 - Normal | 2 - Good | 2 - Medium |  | 2 - Normal | Statutory | Preventive | High |  |  | 20y0M
234 | Royal North Shore Hospital | RN43 - P1 Multi Storey Car Park | Level 1 | RN43.01.001 | \Locations\Royal North Shore Hospital\RN43 - P1 Multi Storey Car Park\Level 1\RN43.01.001 Stairway | \Geography\Oceania\Australia\New South Wales\Sydney Northern\Willoughby\St Leonards | \Organizations\101-NSW Health\8899-NSLHD | RN-002241 | Emergency Light | Emergency Light - RN43.01.001 | \Classifications\Specification Class\Building Equipment\Electrical\Other Electrical Systems\Emergency Light & Power Systems\Emergency Evacuation Lighting | Electrical Lighting, Emergency Lighting, Testing | EL-EL-Te | \Classifications\Specification Class\VBIS\EL - Electrical Lighting\EL-EL - Emergency Lighting\EL-EL-Te - Testing |  | CLEVERTRONICS |  |  |  | RN-002241 | [6 empty] | 2023-07-25 | 2 - Normal | 2 - Good | 2 - Medium |  | 2 - Normal | Statutory | Preventive | High |  |  | 20y0M
235 | Royal North Shore Hospital | RN43 - P1 Multi Storey Car Park | Level 1 | RN43.01.001 | \Locations\Royal North Shore Hospital\RN43 - P1 Multi Storey Car Park\Level 1\RN43.01.001 Stairway | \Geography\Oceania\Australia\New South Wales\Sydney Northern\Willoughby\St Leonards | \Organizations\101-NSW Health\8899-NSLHD | RN-002248 | Emergency Light | Emergency Light - RN43.01.001 | \Classifications\Specification Class\Building Equipment\Electrical\Other Electrical Systems\Emergency Light & Power Systems\Emergency Evacuation Lighting | Electrical Lighting, Emergency Lighting, Testing | EL-EL-Te | \Classifications\Specification Class\VBIS\EL - Electrical Lighting\EL-EL - Emergency Lighting\EL-EL-Te - Testing |  | CLEVERTRONICS |  |  |  | RN-002248 | [6 empty] | 2023-07-25 | 2 - Normal | 2 - Good | 2 - Medium |  | 2 - Normal | Statutory | Preventive | High |  |  | 20y0M
236 | Royal North Shore Hospital | RN43 - P1 Multi Storey Car Park | Level 1 | RN43.01.001 | \Locations\Royal North Shore Hospital\RN43 - P1 Multi Storey Car Park\Level 1\RN43.01.001 Stairway | \Geography\Oceania\Australia\New South Wales\Sydney Northern\Willoughby\St Leonards | \Organizations\101-NSW Health\8899-NSLHD | RN-002247 | Emergency Light | Emergency Light - RN43.01.001 | \Classifications\Specification Class\Building Equipment\Electrical\Other Electrical Systems\Emergency Light & Power Systems\Emergency Evacuation Lighting | Electrical Lighting, Emergency Lighting, Testing | EL-EL-Te | \Classifications\Specification Class\VBIS\EL - Electrical Lighting\EL-EL - Emergency Lighting\EL-EL-Te - Testing |  | CLEVERTRONICS |  |  |  | RN-002247 | [6 empty] | 2023-07-25 | 2 - Normal | 2 - Good | 2 - Medium |  | 2 - Normal | Statutory | Preventive | High |  |  | 20y0M
237 | Royal North Shore Hospital | RN43 - P1 Multi Storey Car Park | Level 1 | RN43.01.008 | \Locations\Royal North Shore Hospital\RN43 - P1 Multi Storey Car Park\Level 1 | \Geography\Oceania\Australia\New South Wales\Sydney Northern\Willoughby\St Leonards | \Organizations\101-NSW Health\8899-NSLHD | RN-002172 | Fire Extinguisher - Dry Chemical | Fire Extinguisher - Dry Chemical - RN43.01.008 | \Classifications\Specification Class\Building Equipment\Fire Protection\Fire Protection Specialities\Fire Extinguishers\BCF | Fire Suppression, Portable Fire Extinguisher, Dry Chemical Powder | FS-PFE-DCP | \Classifications\Specification Class\VBIS\FS - Fire Suppression\FS-PFE - Portable Fire Extinguisher\FS-PFE-DCP - Dry Chemical Powder |  | BSA | 9.0kg |  |  | RN-002172 | [6 empty] | 2023-07-25 | 2 - Normal | 2 - Good | 2 - Medium |  | 2 - Normal | Statutory | Preventive | High |  |  | 12y0M
238 | Royal North Shore Hospital | RN43 - P1 Multi Storey Car Park | Level 1 | RN43.01.001 | \Locations\Royal North Shore Hospital\RN43 - P1 Multi Storey Car Park\Level 1\RN43.01.001 Stairway | \Geography\Oceania\Australia\New South Wales\Sydney Northern\Willoughby\St Leonards | \Organizations\101-NSW Health\8899-NSLHD | RN-002243 | Emergency Light | Emergency Light - RN43.01.001 | \Classifications\Specification Class\Building Equipment\Electrical\Other Electrical Systems\Emergency Light & Power Systems\Emergency Evacuation Lighting | Electrical Lighting, Emergency Lighting, Testing | EL-EL-Te | \Classifications\Specification Class\VBIS\EL - Electrical Lighting\EL-EL - Emergency Lighting\EL-EL-Te - Testing |  | CLEVERTRONICS |  |  |  | RN-002243 | [6 empty] | 2023-07-25 | 2 - Normal | 2 - Good | 2 - Medium |  | 2 - Normal | Statutory | Preventive | High |  |  | 20y0M
239 | Royal North Shore Hospital | RN43 - P1 Multi Storey Car Park | Level 1 | RN43.01.001 | \Locations\Royal North Shore Hospital\RN43 - P1 Multi Storey Car Park\Level 1\RN43.01.001 Stairway | \Geography\Oceania\Australia\New South Wales\Sydney Northern\Willoughby\St Leonards | \Organizations\101-NSW Health\8899-NSLHD | RN-002184 | Emergency Exit Sign | Emergency Exit Sign - RN43.01.001 | \Classifications\Specification Class\Building Equipment\Electrical\Other Electrical Systems\Emergency Light & Power Systems\Emergency Evacuation Lighting | Electrical Lighting, Emergency Lighting, Testing | EL-EL-Te | \Classifications\Specification Class\VBIS\EL - Electrical Lighting\EL-EL - Emergency Lighting\EL-EL-Te - Testing |  | CLEVERTRONICS | 24m |  |  | RN-002184 | [6 empty] | 2023-07-25 | 2 - Normal | 2 - Good | 2 - Medium |  | 2 - Normal | Statutory | Preventive | High |  |  | 20y0M
240 | Royal North Shore Hospital | RN43 - P1 Multi Storey Car Park | Level 1 | RN43.01.007 | \Locations\Royal North Shore Hospital\RN43 - P1 Multi Storey Car Park\Level 1 | \Geography\Oceania\Australia\New South Wales\Sydney Northern\Willoughby\St Leonards | \Organizations\101-NSW Health\8899-NSLHD | RN-002177 | Fire Door - Single Leaf | Fire Door - Single Leaf - RN43.01.007 | \Classifications\Specification Class\Building Equipment\Fire Protection\Fire Protection Specialities\Fire Doors | Structure, Doors Fire Rated | ST-DFR | \Classifications\Specification Class\VBIS\ST - Structure\ST-DFR - Doors Fire Rated |  | UNKNOWN |  |  |  | RN-002177 | [6 empty] | 2023-07-25 | 2 - Normal | 2 - Good | 2 - Medium |  | 2 - Normal | Statutory | Preventive | High |  |  | 20y0M
241 | Royal North Shore Hospital | RN43 - P1 Multi Storey Car Park | Level 1 | RN43.01.007 | \Locations\Royal North Shore Hospital\RN43 - P1 Multi Storey Car Park\Level 1 | \Geography\Oceania\Australia\New South Wales\Sydney Northern\Willoughby\St Leonards | \Organizations\101-NSW Health\8899-NSLHD | RN-002167 | Fire Hydrant - Internal Landing Valve | Fire Hydrant - Internal Landing Valve - RN43.01.007 | \Classifications\Specification Class\Building Equipment\Fire Protection\Hydrants | Fire Suppression, Fire Hydrant, Internal Landing Valve | FS-FH-ILV | \Classifications\Specification Class\VBIS\FS - Fire Suppression\FS-FH - Fire Hydrant\FS-FH-ILV - Internal Landing Valve |  | UNKNOWN |  |  |  | RN-002167 | [6 empty] | 2023-07-25 | 2 - Normal | 2 - Good | 2 - Medium |  | 2 - Normal | Statutory | Preventive | High |  |  | 20y0M
242 | Royal North Shore Hospital | RN43 - P1 Multi Storey Car Park | Level 1 | RN43.01.001 | \Locations\Royal North Shore Hospital\RN43 - P1 Multi Storey Car Park\Level 1\RN43.01.001 Stairway | \Geography\Oceania\Australia\New South Wales\Sydney Northern\Willoughby\St Leonards | \Organizations\101-NSW Health\8899-NSLHD | RN-002183 | Emergency Exit Sign | Emergency Exit Sign - RN43.01.001 | \Classifications\Specification Class\Building Equipment\Electrical\Other Electrical Systems\Emergency Light & Power Systems\Emergency Evacuation Lighting | Electrical Lighting, Emergency Lighting, Testing | EL-EL-Te | \Classifications\Specification Class\VBIS\EL - Electrical Lighting\EL-EL - Emergency Lighting\EL-EL-Te - Testing |  | CLEVERTRONICS | 24m |  |  | RN-002183 | [6 empty] | 2023-07-25 | 2 - Normal | 2 - Good | 2 - Medium |  | 2 - Normal | Statutory | Preventive | High |  |  | 20y0M
243 | Royal North Shore Hospital | RN43 - P1 Multi Storey Car Park | Level 1 | RN43.01.001 | \Locations\Royal North Shore Hospital\RN43 - P1 Multi Storey Car Park\Level 1\RN43.01.001 Stairway | \Geography\Oceania\Australia\New South Wales\Sydney Northern\Willoughby\St Leonards | \Organizations\101-NSW Health\8899-NSLHD | RN-002178 | Emergency Exit Sign | Emergency Exit Sign - RN43.01.001 | \Classifications\Specification Class\Building Equipment\Electrical\Other Electrical Systems\Emergency Light & Power Systems\Emergency Evacuation Lighting | Electrical Lighting, Emergency Lighting, Testing | EL-EL-Te | \Classifications\Specification Class\VBIS\EL - Electrical Lighting\EL-EL - Emergency Lighting\EL-EL-Te - Testing |  | CLEVERTRONICS | 24m |  |  | RN-002178 | [6 empty] | 2023-07-25 | 2 - Normal | 2 - Good | 2 - Medium |  | 2 - Normal | Statutory | Preventive | High |  |  | 20y0M
244 | Royal North Shore Hospital | RN43 - P1 Multi Storey Car Park | Level 1 | RN43.01.006 | \Locations\Royal North Shore Hospital\RN43 - P1 Multi Storey Car Park\Level 1 | \Geography\Oceania\Australia\New South Wales\Sydney Northern\Willoughby\St Leonards | \Organizations\101-NSW Health\8899-NSLHD | RN-002173 | Fire Hose Reel | Fire Hose Reel - RN43.01.006 | \Classifications\Specification Class\Building Equipment\Fire Protection\Fire Protection Specialities\Fire Hose Reels | Fire Suppression, Fire Hose Reel | FS-FHR | \Classifications\Specification Class\VBIS\FS - Fire Suppression\FS-FHR - Fire Hose Reel |  | FIREND | HR36F | 36m |  | RN-002173 |  |  |  |  | 2012-01-01 |  | 2023-07-25 | 2 - Normal | 2 - Good | 2 - Medium |  | 2 - Normal | Statutory | Preventive | High |  |  | 3y4M
245 | Royal North Shore Hospital | RN43 - P1 Multi Storey Car Park | Level 1 | RN43.01.001 | \Locations\Royal North Shore Hospital\RN43 - P1 Multi Storey Car Park\Level 1\RN43.01.001 Stairway | \Geography\Oceania\Australia\New South Wales\Sydney Northern\Willoughby\St Leonards | \Organizations\101-NSW Health\8899-NSLHD | RN-002285 | Emergency Exit Sign | Emergency Exit Sign - RN43.01.001 | \Classifications\Specification Class\Building Equipment\Electrical\Other Electrical Systems\Emergency Light & Power Systems\Emergency Evacuation Lighting | Electrical Lighting, Emergency Lighting, Testing | EL-EL-Te | \Classifications\Specification Class\VBIS\EL - Electrical Lighting\EL-EL - Emergency Lighting\EL-EL-Te - Testing |  | CLEVERTRONICS | 24m |  |  | RN-002285 | [6 empty] | 2023-07-25 | 2 - Normal | 2 - Good | 2 - Medium |  | 2 - Normal | Statutory | Preventive | High |  |  | 20y0M
246 | Royal North Shore Hospital | RN43 - P1 Multi Storey Car Park | Ground | RN43.00.001 | \Locations\Royal North Shore Hospital\RN43 - P1 Multi Storey Car Park\Ground\RN43.00.001 Stairway | \Geography\Oceania\Australia\New South Wales\Sydney Northern\Willoughby\St Leonards | \Organizations\101-NSW Health\8899-NSLHD | RN-002270 | Fire Hydrant - Internal Landing Valve | Fire Hydrant - Internal Landing Valve - RN43.00.001 | \Classifications\Specification Class\Building Equipment\Fire Protection\Hydrants | Fire Suppression, Fire Hydrant, Internal Landing Valve | FS-FH-ILV | \Classifications\Specification Class\VBIS\FS - Fire Suppression\FS-FH - Fire Hydrant\FS-FH-ILV - Internal Landing Valve |  | UNKNOWN |  |  |  | RN-002270 | [6 empty] | 2023-07-25 | 2 - Normal | 2 - Good | 2 - Medium |  | 2 - Normal | Statutory | Preventive | High |  |  | 20y0M
247 | Royal North Shore Hospital | RN43 - P1 Multi Storey Car Park | Ground | RN43.00.001 | \Locations\Royal North Shore Hospital\RN43 - P1 Multi Storey Car Park\Ground\RN43.00.001 Stairway | \Geography\Oceania\Australia\New South Wales\Sydney Northern\Willoughby\St Leonards | \Organizations\101-NSW Health\8899-NSLHD | RN-002275 | Emergency Light | Emergency Light - RN43.00.001 | \Classifications\Specification Class\Building Equipment\Electrical\Other Electrical Systems\Emergency Light & Power Systems\Emergency Evacuation Lighting | Electrical Lighting, Emergency Lighting, Testing | EL-EL-Te | \Classifications\Specification Class\VBIS\EL - Electrical Lighting\EL-EL - Emergency Lighting\EL-EL-Te - Testing |  | CLEVERTRONICS |  |  |  | RN-002275 | [6 empty] | 2023-07-25 | 2 - Normal | 2 - Good | 2 - Medium |  | 2 - Normal | Statutory | Preventive | High |  |  | 20y0M
248 | Royal North Shore Hospital | RN43 - P1 Multi Storey Car Park | Ground | RN43.00.001 | \Locations\Royal North Shore Hospital\RN43 - P1 Multi Storey Car Park\Ground\RN43.00.001 Stairway | \Geography\Oceania\Australia\New South Wales\Sydney Northern\Willoughby\St Leonards | \Organizations\101-NSW Health\8899-NSLHD | RN-002252 | Emergency Light | Emergency Light - RN43.00.001 | \Classifications\Specification Class\Building Equipment\Electrical\Other Electrical Systems\Emergency Light & Power Systems\Emergency Evacuation Lighting | Electrical Lighting, Emergency Lighting, Testing | EL-EL-Te | \Classifications\Specification Class\VBIS\EL - Electrical Lighting\EL-EL - Emergency Lighting\EL-EL-Te - Testing |  | CLEVERTRONICS |  |  |  | RN-002252 | [6 empty] | 2023-07-25 | 2 - Normal | 2 - Good | 2 - Medium |  | 2 - Normal | Statutory | Preventive | High |  |  | 20y0M
249 | Royal North Shore Hospital | RN43 - P1 Multi Storey Car Park | Ground | RN43.00.001 | \Locations\Royal North Shore Hospital\RN43 - P1 Multi Storey Car Park\Ground\RN43.00.001 Stairway | \Geography\Oceania\Australia\New South Wales\Sydney Northern\Willoughby\St Leonards | \Organizations\101-NSW Health\8899-NSLHD | RN-002274 | Emergency Light | Emergency Light - RN43.00.001 | \Classifications\Specification Class\Building Equipment\Electrical\Other Electrical Systems\Emergency Light & Power Systems\Emergency Evacuation Lighting | Electrical Lighting, Emergency Lighting, Testing | EL-EL-Te | \Classifications\Specification Class\VBIS\EL - Electrical Lighting\EL-EL - Emergency Lighting\EL-EL-Te - Testing |  | CLEVERTRONICS |  |  |  | RN-002274 | [6 empty] | 2023-07-25 | 2 - Normal | 2 - Good | 2 - Medium |  | 2 - Normal | Statutory | Preventive | High |  |  | 20y0M
250 | Royal North Shore Hospital | RN43 - P1 Multi Storey Car Park | Ground | RN43.00.001 | \Locations\Royal North Shore Hospital\RN43 - P1 Multi Storey Car Park\Ground\RN43.00.001 Stairway | \Geography\Oceania\Australia\New South Wales\Sydney Northern\Willoughby\St Leonards | \Organizations\101-NSW Health\8899-NSLHD | RN-002279 | Emergency Light | Emergency Light - RN43.00.001 | \Classifications\Specification Class\Building Equipment\Electrical\Other Electrical Systems\Emergency Light & Power Systems\Emergency Evacuation Lighting | Electrical Lighting, Emergency Lighting, Testing | EL-EL-Te | \Classifications\Specification Class\VBIS\EL - Electrical Lighting\EL-EL - Emergency Lighting\EL-EL-Te - Testing |  | CLEVERTRONICS |  |  |  | RN-002279 | [6 empty] | 2023-07-25 | 2 - Normal | 2 - Good | 2 - Medium |  | 2 - Normal | Statutory | Preventive | High |  |  | 20y0M
251 | Royal North Shore Hospital | RN43 - P1 Multi Storey Car Park | Ground | RN43.00.001 | \Locations\Royal North Shore Hospital\RN43 - P1 Multi Storey Car Park\Ground\RN43.00.001 Stairway | \Geography\Oceania\Australia\New South Wales\Sydney Northern\Willoughby\St Leonards | \Organizations\101-NSW Health\8899-NSLHD | RN-002269 | Fire Hose Reel | Fire Hose Reel - RN43.00.001 | \Classifications\Specification Class\Building Equipment\Fire Protection\Fire Protection Specialities\Fire Hose Reels | Fire Suppression, Fire Hose Reel | FS-FHR | \Classifications\Specification Class\VBIS\FS - Fire Suppression\FS-FHR - Fire Hose Reel |  | BFI | HRS 035-GI-019-RD | 36m |  | RN-002269 |  |  |  |  | 2020-01-01 |  | 2023-07-25 | 2 - Normal | 2 - Good | 2 - Medium |  | 2 - Normal | Statutory | Preventive | High |  |  | 11y4M
252 | Royal North Shore Hospital | RN43 - P1 Multi Storey Car Park | Ground | RN43.00.001 | \Locations\Royal North Shore Hospital\RN43 - P1 Multi Storey Car Park\Ground\RN43.00.001 Stairway | \Geography\Oceania\Australia\New South Wales\Sydney Northern\Willoughby\St Leonards | \Organizations\101-NSW Health\8899-NSLHD | RN-002256 | Fire Extinguisher - Dry Chemical | Fire Extinguisher - Dry Chemical - RN43.00.001 | \Classifications\Specification Class\Building Equipment\Fire Protection\Fire Protection Specialities\Fire Extinguishers\BCF | Fire Suppression, Portable Fire Extinguisher, Dry Chemical Powder | FS-PFE-DCP | \Classifications\Specification Class\VBIS\FS - Fire Suppression\FS-PFE - Portable Fire Extinguisher\FS-PFE-DCP - Dry Chemical Powder |  | BSA | 9.0kg |  |  | RN-002256 | [6 empty] | 2023-07-25 | 2 - Normal | 2 - Good | 2 - Medium |  | 2 - Normal | Statutory | Preventive | High |  |  | 12y0M
253 | Royal North Shore Hospital | RN43 - P1 Multi Storey Car Park | Ground | RN43.00.005 | \Locations\Royal North Shore Hospital\RN43 - P1 Multi Storey Car Park\Ground | \Geography\Oceania\Australia\New South Wales\Sydney Northern\Willoughby\St Leonards | \Organizations\101-NSW Health\8899-NSLHD | RN-002268 | Distribution Board - B | Distribution Board - B - RN43.00.005 | \Classifications\Specification Class\Building Equipment\Electrical\Electrical Service & Distribution\Distribution Boards | Electrical Power, Switchboard, Main Switch Board | EP-SB-MSB | \Classifications\Specification Class\VBIS\EP - Electrical Power\EP-SB - Switchboard\EP-SB-MSB - Main Switch Board |  | UNKNOWN |  |  |  | RN-002268 | [6 empty] | 2023-07-25 | 2 - Normal | 2 - Good | 3 - High |  | 2 - Normal | Statutory | Preventive | High |  |  | 20y0M
254 | Royal North Shore Hospital | RN43 - P1 Multi Storey Car Park | Ground | RN43.00.005 | \Locations\Royal North Shore Hospital\RN43 - P1 Multi Storey Car Park\Ground | \Geography\Oceania\Australia\New South Wales\Sydney Northern\Willoughby\St Leonards | \Organizations\101-NSW Health\8899-NSLHD | RN-002280 | Fire Extinguisher - CO2 | Fire Extinguisher - CO2 - RN43.00.005 | \Classifications\Specification Class\Building Equipment\Fire Protection\Fire Protection Specialities\Fire Extinguishers\CO2 | Fire Suppression, Portable Fire Extinguisher, Carbon Dioxide | FS-PFE-CD | \Classifications\Specification Class\VBIS\FS - Fire Suppression\FS-PFE - Portable Fire Extinguisher\FS-PFE-CD - Carbon Dioxide |  | FLAMESTOP | 5.0kg |  |  | RN-002280 | [6 empty] | 2023-07-25 | 2 - Normal | 2 - Good | 2 - Medium |  | 2 - Normal | Statutory | Preventive | High |  |  | 12y0M
255 | Royal North Shore Hospital | RN43 - P1 Multi Storey Car Park | Ground | RN43.00.001 | \Locations\Royal North Shore Hospital\RN43 - P1 Multi Storey Car Park\Ground\RN43.00.001 Stairway | \Geography\Oceania\Australia\New South Wales\Sydney Northern\Willoughby\St Leonards | \Organizations\101-NSW Health\8899-NSLHD | RN-002281 | Emergency Light | Emergency Light - RN43.00.001 | \Classifications\Specification Class\Building Equipment\Electrical\Other Electrical Systems\Emergency Light & Power Systems\Emergency Evacuation Lighting | Electrical Lighting, Emergency Lighting, Testing | EL-EL-Te | \Classifications\Specification Class\VBIS\EL - Electrical Lighting\EL-EL - Emergency Lighting\EL-EL-Te - Testing |  | CLEVERTRONICS |  |  |  | RN-002281 | [6 empty] | 2023-07-25 | 2 - Normal | 2 - Good | 2 - Medium |  | 2 - Normal | Statutory | Preventive | High |  |  | 20y0M
256 | Royal North Shore Hospital | RN43 - P1 Multi Storey Car Park | Ground | RN43.00.001 | \Locations\Royal North Shore Hospital\RN43 - P1 Multi Storey Car Park\Ground\RN43.00.001 Stairway | \Geography\Oceania\Australia\New South Wales\Sydney Northern\Willoughby\St Leonards | \Organizations\101-NSW Health\8899-NSLHD | RN-002277 | Boom Gate | Boom Gate - RN43.00.001 | \Classifications\Specification Class\Building Equipment\Electrical\Other Electrical Systems\Other Special Systems & Devices\Boom Gates | Security, Access Control, Boomgate | SE-ACon-Bo | \Classifications\Specification Class\VBIS\SE - Security\SE-ACon - Access Control\SE-ACon-Bo - Boomgate |  | SKIDATA | Barrier Gates |  | D221507280 | RN-002277 | [6 empty] | 2023-07-25 | 2 - Normal | 2 - Good | 2 - Medium |  | 2 - Normal | Non-Statutory | Preventive | Medium |  |  | 6y4M
257 | Royal North Shore Hospital | RN43 - P1 Multi Storey Car Park | Ground | RN43.00.001 | \Locations\Royal North Shore Hospital\RN43 - P1 Multi Storey Car Park\Ground\RN43.00.001 Stairway | \Geography\Oceania\Australia\New South Wales\Sydney Northern\Willoughby\St Leonards | \Organizations\101-NSW Health\8899-NSLHD | RN-002282 | Emergency Light | Emergency Light - RN43.00.001 | \Classifications\Specification Class\Building Equipment\Electrical\Other Electrical Systems\Emergency Light & Power Systems\Emergency Evacuation Lighting | Electrical Lighting, Emergency Lighting, Testing | EL-EL-Te | \Classifications\Specification Class\VBIS\EL - Electrical Lighting\EL-EL - Emergency Lighting\EL-EL-Te - Testing |  | CLEVERTRONICS |  |  |  | RN-002282 | [6 empty] | 2023-07-25 | 2 - Normal | 2 - Good | 2 - Medium |  | 2 - Normal | Statutory | Preventive | High |  |  | 20y0M
258 | Royal North Shore Hospital | RN43 - P1 Multi Storey Car Park | Ground | RN43.00.001 | \Locations\Royal North Shore Hospital\RN43 - P1 Multi Storey Car Park\Ground\RN43.00.001 Stairway | \Geography\Oceania\Australia\New South Wales\Sydney Northern\Willoughby\St Leonards | \Organizations\101-NSW Health\8899-NSLHD | RN-002273 | Emergency Light | Emergency Light - RN43.00.001 | \Classifications\Specification Class\Building Equipment\Electrical\Other Electrical Systems\Emergency Light & Power Systems\Emergency Evacuation Lighting | Electrical Lighting, Emergency Lighting, Testing | EL-EL-Te | \Classifications\Specification Class\VBIS\EL - Electrical Lighting\EL-EL - Emergency Lighting\EL-EL-Te - Testing |  | CLEVERTRONICS |  |  |  | RN-002273 | [6 empty] | 2023-07-25 | 2 - Normal | 2 - Good | 2 - Medium |  | 2 - Normal | Statutory | Preventive | High |  |  | 20y0M
259 | Royal North Shore Hospital | RN43 - P1 Multi Storey Car Park | Ground | RN43.00.001 | \Locations\Royal North Shore Hospital\RN43 - P1 Multi Storey Car Park\Ground\RN43.00.001 Stairway | \Geography\Oceania\Australia\New South Wales\Sydney Northern\Willoughby\St Leonards | \Organizations\101-NSW Health\8899-NSLHD | RN-002278 | Emergency Light | Emergency Light - RN43.00.001 | \Classifications\Specification Class\Building Equipment\Electrical\Other Electrical Systems\Emergency Light & Power Systems\Emergency Evacuation Lighting | Electrical Lighting, Emergency Lighting, Testing | EL-EL-Te | \Classifications\Specification Class\VBIS\EL - Electrical Lighting\EL-EL - Emergency Lighting\EL-EL-Te - Testing |  | CLEVERTRONICS |  |  |  | RN-002278 | [6 empty] | 2023-07-25 | 2 - Normal | 2 - Good | 2 - Medium |  | 2 - Normal | Statutory | Preventive | High |  |  | 20y0M
260 | Royal North Shore Hospital | RN43 - P1 Multi Storey Car Park | Ground | RN43.00.001 | \Locations\Royal North Shore Hospital\RN43 - P1 Multi Storey Car Park\Ground\RN43.00.001 Stairway | \Geography\Oceania\Australia\New South Wales\Sydney Northern\Willoughby\St Leonards | \Organizations\101-NSW Health\8899-NSLHD | RN-002290 | Emergency Light | Emergency Light - RN43.00.001 | \Classifications\Specification Class\Building Equipment\Electrical\Other Electrical Systems\Emergency Light & Power Systems\Emergency Evacuation Lighting | Electrical Lighting, Emergency Lighting, Testing | EL-EL-Te | \Classifications\Specification Class\VBIS\EL - Electrical Lighting\EL-EL - Emergency Lighting\EL-EL-Te - Testing |  | CLEVERTRONICS |  |  |  | RN-002290 | [6 empty] | 2023-07-25 | 2 - Normal | 2 - Good | 2 - Medium |  | 2 - Normal | Statutory | Preventive | High |  |  | 20y0M
261 | Royal North Shore Hospital | RN43 - P1 Multi Storey Car Park | Ground | RN43.00.004 | \Locations\Royal North Shore Hospital\RN43 - P1 Multi Storey Car Park\Ground | \Geography\Oceania\Australia\New South Wales\Sydney Northern\Willoughby\St Leonards | \Organizations\101-NSW Health\8899-NSLHD | RN-002257 | Distribution Board - DB-43.1.1 | Distribution Board - DB-43.1.1 - RN43.00.004 | \Classifications\Specification Class\Building Equipment\Electrical\Electrical Service & Distribution\Distribution Boards | Electrical Power, Switchboard, Main Switch Board | EP-SB-MSB | \Classifications\Specification Class\VBIS\EP - Electrical Power\EP-SB - Switchboard\EP-SB-MSB - Main Switch Board |  | UNKNOWN |  |  |  | RN-002257 | [6 empty] | 2023-07-25 | 2 - Normal | 2 - Good | 3 - High |  | 2 - Normal | Statutory | Preventive | High |  |  | 20y0M | [9 empty] | SGMK 42
262 | Royal North Shore Hospital | RN43 - P1 Multi Storey Car Park | Ground | RN43.00.004 | \Locations\Royal North Shore Hospital\RN43 - P1 Multi Storey Car Park\Ground | \Geography\Oceania\Australia\New South Wales\Sydney Northern\Willoughby\St Leonards | \Organizations\101-NSW Health\8899-NSLHD | RN-002258 | Fire Extinguisher - Dry Chemical | Fire Extinguisher - Dry Chemical - RN43.00.004 | \Classifications\Specification Class\Building Equipment\Fire Protection\Fire Protection Specialities\Fire Extinguishers\BCF | Fire Suppression, Portable Fire Extinguisher, Dry Chemical Powder | FS-PFE-DCP | \Classifications\Specification Class\VBIS\FS - Fire Suppression\FS-PFE - Portable Fire Extinguisher\FS-PFE-DCP - Dry Chemical Powder |  | BSA | 9.0kg |  |  | RN-002258 | [6 empty] | 2023-07-25 | 2 - Normal | 2 - Good | 2 - Medium |  | 2 - Normal | Statutory | Preventive | High |  |  | 12y0M
263 | Royal North Shore Hospital | RN43 - P1 Multi Storey Car Park | Ground | RN43.00.004 | \Locations\Royal North Shore Hospital\RN43 - P1 Multi Storey Car Park\Ground | \Geography\Oceania\Australia\New South Wales\Sydney Northern\Willoughby\St Leonards | \Organizations\101-NSW Health\8899-NSLHD | RN-002259 | Fire Extinguisher - CO2 | Fire Extinguisher - CO2 - RN43.00.004 | \Classifications\Specification Class\Building Equipment\Fire Protection\Fire Protection Specialities\Fire Extinguishers\CO2 | Fire Suppression, Portable Fire Extinguisher, Carbon Dioxide | FS-PFE-CD | \Classifications\Specification Class\VBIS\FS - Fire Suppression\FS-PFE - Portable Fire Extinguisher\FS-PFE-CD - Carbon Dioxide |  | FLAMESTOP | 5.0kg |  |  | RN-002259 | [6 empty] | 2023-07-25 | 2 - Normal | 2 - Good | 2 - Medium |  | 2 - Normal | Statutory | Preventive | High |  |  | 12y0M
264 | Royal North Shore Hospital | RN43 - P1 Multi Storey Car Park | Ground | RN43.00.009 | \Locations\Royal North Shore Hospital\RN43 - P1 Multi Storey Car Park\Ground | \Geography\Oceania\Australia\New South Wales\Sydney Northern\Willoughby\St Leonards | \Organizations\101-NSW Health\8899-NSLHD | RN-002261 | Fire Extinguisher - Dry Chemical | Fire Extinguisher - Dry Chemical - RN43.00.009 | \Classifications\Specification Class\Building Equipment\Fire Protection\Fire Protection Specialities\Fire Extinguishers\BCF | Fire Suppression, Portable Fire Extinguisher, Dry Chemical Powder | FS-PFE-DCP | \Classifications\Specification Class\VBIS\FS - Fire Suppression\FS-PFE - Portable Fire Extinguisher\FS-PFE-DCP - Dry Chemical Powder |  | BSA | 9.0kg |  |  | RN-002261 | [6 empty] | 2023-07-25 | 2 - Normal | 2 - Good | 2 - Medium |  | 2 - Normal | Statutory | Preventive | High |  |  | 12y0M
265 | Royal North Shore Hospital | RN43 - P1 Multi Storey Car Park | Ground | RN43.00.009 | \Locations\Royal North Shore Hospital\RN43 - P1 Multi Storey Car Park\Ground | \Geography\Oceania\Australia\New South Wales\Sydney Northern\Willoughby\St Leonards | \Organizations\101-NSW Health\8899-NSLHD | RN-002262 | Fire Door - Single Leaf | Fire Door - Single Leaf - RN43.00.009 | \Classifications\Specification Class\Building Equipment\Fire Protection\Fire Protection Specialities\Fire Doors | Structure, Doors Fire Rated | ST-DFR | \Classifications\Specification Class\VBIS\ST - Structure\ST-DFR - Doors Fire Rated |  | CFS COMPLETE FIRE SUPPLIES | FRL -/120/30 |  | 99 | RN-002262 |  |  |  |  | 2018-01-01 |  | 2023-07-25 | 2 - Normal | 2 - Good | 2 - Medium |  | 2 - Normal | Statutory | Preventive | High |  |  | 19y4M
266 | Royal North Shore Hospital | RN43 - P1 Multi Storey Car Park | Ground | RN43.00.001 | \Locations\Royal North Shore Hospital\RN43 - P1 Multi Storey Car Park\Ground\RN43.00.001 Stairway | \Geography\Oceania\Australia\New South Wales\Sydney Northern\Willoughby\St Leonards | \Organizations\101-NSW Health\8899-NSLHD | RN-002267 | Boom Gate | Boom Gate - RN43.00.001 | \Classifications\Specification Class\Building Equipment\Electrical\Other Electrical Systems\Other Special Systems & Devices\Boom Gates | Security, Access Control, Boomgate | SE-ACon-Bo | \Classifications\Specification Class\VBIS\SE - Security\SE-ACon - Access Control\SE-ACon-Bo - Boomgate |  | SKIDATA | Barrier Gates |  | D202105996 | RN-002267 | [6 empty] | 2023-07-25 | 2 - Normal | 2 - Good | 2 - Medium |  | 2 - Normal | Non-Statutory | Preventive | Medium |  |  | 6y4M
267 | Royal North Shore Hospital | RN43 - P1 Multi Storey Car Park | Ground | RN43.00.003 | \Locations\Royal North Shore Hospital\RN43 - P1 Multi Storey Car Park\Ground | \Geography\Oceania\Australia\New South Wales\Sydney Northern\Willoughby\St Leonards | \Organizations\101-NSW Health\8899-NSLHD | RN-002260 | Passenger Lift | Passenger Lift - RN43.00.003 | \Classifications\Specification Class\Building Equipment\Conveying\Elevators & Lifts\Passenger Lifts | Vertical Transportation, Lift | VT-Li | \Classifications\Specification Class\VBIS\VT - Vertical Transportation\VT-Li - Lift |  | SCHINDLER LIFTS AUSTRALIA | 680KG |  |  | RN-002260 |  |  |  |  | 2010-01-01 |  | 2023-07-25 | 2 - Normal | 2 - Good | 3 - High |  | 2 - Normal | Statutory | Preventive | High |  |  | 16y4M
268 | Royal North Shore Hospital | RN43 - P1 Multi Storey Car Park | Ground | RN43.00.001 | \Locations\Royal North Shore Hospital\RN43 - P1 Multi Storey Car Park\Ground\RN43.00.001 Stairway | \Geography\Oceania\Australia\New South Wales\Sydney Northern\Willoughby\St Leonards | \Organizations\101-NSW Health\8899-NSLHD | RN-002296 | Emergency Light | Emergency Light - RN43.00.001 | \Classifications\Specification Class\Building Equipment\Electrical\Other Electrical Systems\Emergency Light & Power Systems\Emergency Evacuation Lighting | Electrical Lighting, Emergency Lighting, Testing | EL-EL-Te | \Classifications\Specification Class\VBIS\EL - Electrical Lighting\EL-EL - Emergency Lighting\EL-EL-Te - Testing |  | CLEVERTRONICS |  |  |  | RN-002296 | [6 empty] | 2023-07-25 | 2 - Normal | 2 - Good | 2 - Medium |  | 2 - Normal | Statutory | Preventive | High |  |  | 20y0M
269 | Royal North Shore Hospital | RN43 - P1 Multi Storey Car Park | Ground | RN43.00.001 | \Locations\Royal North Shore Hospital\RN43 - P1 Multi Storey Car Park\Ground\RN43.00.001 Stairway | \Geography\Oceania\Australia\New South Wales\Sydney Northern\Willoughby\St Leonards | \Organizations\101-NSW Health\8899-NSLHD | RN-002266 | Boom Gate | Boom Gate - RN43.00.001 | \Classifications\Specification Class\Building Equipment\Electrical\Other Electrical Systems\Other Special Systems & Devices\Boom Gates | Security, Access Control, Boomgate | SE-ACon-Bo | \Classifications\Specification Class\VBIS\SE - Security\SE-ACon - Access Control\SE-ACon-Bo - Boomgate |  | SKIDATA | D202105999 |  |  | RN-002266 | [6 empty] | 2023-07-25 | 2 - Normal | 2 - Good | 2 - Medium |  | 2 - Normal | Non-Statutory | Preventive | Medium |  |  | 6y4M
270 | Royal North Shore Hospital | RN43 - P1 Multi Storey Car Park | Ground | RN43.00.001 | \Locations\Royal North Shore Hospital\RN43 - P1 Multi Storey Car Park\Ground\RN43.00.001 Stairway | \Geography\Oceania\Australia\New South Wales\Sydney Northern\Willoughby\St Leonards | \Organizations\101-NSW Health\8899-NSLHD | RN-002298 | Emergency Light | Emergency Light - RN43.00.001 | \Classifications\Specification Class\Building Equipment\Electrical\Other Electrical Systems\Emergency Light & Power Systems\Emergency Evacuation Lighting | Electrical Lighting, Emergency Lighting, Testing | EL-EL-Te | \Classifications\Specification Class\VBIS\EL - Electrical Lighting\EL-EL - Emergency Lighting\EL-EL-Te - Testing |  | CLEVERTRONICS |  |  |  | RN-002298 | [6 empty] | 2023-07-25 | 2 - Normal | 2 - Good | 2 - Medium |  | 2 - Normal | Statutory | Preventive | High |  |  | 20y0M
271 | Royal North Shore Hospital | RN43 - P1 Multi Storey Car Park | Ground | RN43.00.008 | \Locations\Royal North Shore Hospital\RN43 - P1 Multi Storey Car Park\Ground | \Geography\Oceania\Australia\New South Wales\Sydney Northern\Willoughby\St Leonards | \Organizations\101-NSW Health\8899-NSLHD | RN-002264 | Fire Door - Single Leaf | Fire Door - Single Leaf - RN43.00.008 | \Classifications\Specification Class\Building Equipment\Fire Protection\Fire Protection Specialities\Fire Doors | Structure, Doors Fire Rated | ST-DFR | \Classifications\Specification Class\VBIS\ST - Structure\ST-DFR - Doors Fire Rated |  | AUSTRALASIAN FIRE DOORS | FRL -/120/30 |  |  | RN-002264 |  |  |  |  | 2013-01-01 |  | 2023-07-25 | 2 - Normal | 2 - Good | 2 - Medium |  | 2 - Normal | Statutory | Preventive | High |  |  | 14y4M
272 | Royal North Shore Hospital | RN43 - P1 Multi Storey Car Park | Ground | RN43.00.001 | \Locations\Royal North Shore Hospital\RN43 - P1 Multi Storey Car Park\Ground\RN43.00.001 Stairway | \Geography\Oceania\Australia\New South Wales\Sydney Northern\Willoughby\St Leonards | \Organizations\101-NSW Health\8899-NSLHD | RN-002306 | Boom Gate | Boom Gate - RN43.00.001 | \Classifications\Specification Class\Building Equipment\Electrical\Other Electrical Systems\Other Special Systems & Devices\Boom Gates | Security, Access Control, Boomgate | SE-ACon-Bo | \Classifications\Specification Class\VBIS\SE - Security\SE-ACon - Access Control\SE-ACon-Bo - Boomgate |  | SKIDATA |  |  | D202105997 | RN-002306 |  |  |  |  | 2021-01-01 |  | 2023-07-25 | 2 - Normal | 2 - Good | 2 - Medium |  | 2 - Normal | Non-Statutory | Preventive | Medium |  |  | 5y4M
273 | Royal North Shore Hospital | RN43 - P1 Multi Storey Car Park | Ground | RN43.00.008 | \Locations\Royal North Shore Hospital\RN43 - P1 Multi Storey Car Park\Ground | \Geography\Oceania\Australia\New South Wales\Sydney Northern\Willoughby\St Leonards | \Organizations\101-NSW Health\8899-NSLHD | RN-002263 | Fire Extinguisher - Dry Chemical | Fire Extinguisher - Dry Chemical - RN43.00.008 | \Classifications\Specification Class\Building Equipment\Fire Protection\Fire Protection Specialities\Fire Extinguishers\BCF | Fire Suppression, Portable Fire Extinguisher, Dry Chemical Powder | FS-PFE-DCP | \Classifications\Specification Class\VBIS\FS - Fire Suppression\FS-PFE - Portable Fire Extinguisher\FS-PFE-DCP - Dry Chemical Powder |  | BSA | 9.0kg |  |  | RN-002263 | [6 empty] | 2023-07-25 | 2 - Normal | 2 - Good | 2 - Medium |  | 2 - Normal | Statutory | Preventive | High |  |  | 12y0M
274 | Royal North Shore Hospital | RN43 - P1 Multi Storey Car Park | Mezzanine | RN43.ME.001 | \Locations\Royal North Shore Hospital\RN43 - P1 Multi Storey Car Park\Mezzanine\RN43.ME.001 Office (Old Bunker) | \Geography\Oceania\Australia\New South Wales\Sydney Northern\Willoughby\St Leonards | \Organizations\101-NSW Health\8899-NSLHD | RN-002309 | Fire Extinguisher - CO2 | Fire Extinguisher - CO2 - RN43.ME.001 | \Classifications\Specification Class\Building Equipment\Fire Protection\Fire Protection Specialities\Fire Extinguishers\CO2 | Fire Suppression, Portable Fire Extinguisher, Carbon Dioxide | FS-PFE-CD | \Classifications\Specification Class\VBIS\FS - Fire Suppression\FS-PFE - Portable Fire Extinguisher\FS-PFE-CD - Carbon Dioxide |  | FLAMESTOP | 3.5kg |  |  | RN-002309 | [6 empty] | 2023-07-25 | 2 - Normal | 2 - Good | 2 - Medium |  | 2 - Normal | Statutory | Preventive | High |  |  | 12y0M
275 | Royal North Shore Hospital | RN43 - P1 Multi Storey Car Park | Mezzanine | RN43.ME.001 | \Locations\Royal North Shore Hospital\RN43 - P1 Multi Storey Car Park\Mezzanine\RN43.ME.001 Office (Old Bunker) | \Geography\Oceania\Australia\New South Wales\Sydney Northern\Willoughby\St Leonards | \Organizations\101-NSW Health\8899-NSLHD | RN-002308 | Boiling Water Unit | Boiling Water Unit - RN43.ME.001 | \Classifications\Specification Class\Food Service Equipment\Chilled Water/Hot Water Taps | Hydraulics, Potable Water Units, Water Filter Unit | HY-PWU-WFU | \Classifications\Specification Class\VBIS\HY - Hydraulics\HY-PWU - Potable Water Units\HY-PWU-WFU - Water Filter Unit |  | ZIP | Econoboil |  |  | RN-002308 | [6 empty] | 2023-07-25 | 2 - Normal | 2 - Good | 1 - Low |  | 2 - Normal | Statutory | Preventive | Medium |  |  | 8y0M
276 | Royal North Shore Hospital | RN43 - P1 Multi Storey Car Park | Ground | RN43.00.001 | \Locations\Royal North Shore Hospital\RN43 - P1 Multi Storey Car Park\Ground\RN43.00.001 Stairway | \Geography\Oceania\Australia\New South Wales\Sydney Northern\Willoughby\St Leonards | \Organizations\101-NSW Health\8899-NSLHD | RN-002310 | Fire Hose Reel | Fire Hose Reel - RN43.00.001 | \Classifications\Specification Class\Building Equipment\Fire Protection\Fire Protection Specialities\Fire Hose Reels | Fire Suppression, Fire Hose Reel | FS-FHR | \Classifications\Specification Class\VBIS\FS - Fire Suppression\FS-FHR - Fire Hose Reel |  | BFI | HRS 035-GI-019-RD | 36m |  | RN-002310 |  |  |  |  | 2016-01-01 |  | 2023-07-25 | 2 - Normal | 2 - Good | 2 - Medium |  | 2 - Normal | Statutory | Preventive | High |  |  | 7y4M
277 | Royal North Shore Hospital | RN43 - P1 Multi Storey Car Park | Ground | RN43.00.001 | \Locations\Royal North Shore Hospital\RN43 - P1 Multi Storey Car Park\Ground\RN43.00.001 Stairway | \Geography\Oceania\Australia\New South Wales\Sydney Northern\Willoughby\St Leonards | \Organizations\101-NSW Health\8899-NSLHD | RN-002265 | Fire Hydrant - Internal Landing Valve | Fire Hydrant - Internal Landing Valve - RN43.00.001 | \Classifications\Specification Class\Building Equipment\Fire Protection\Hydrants | Fire Suppression, Fire Hydrant, Internal Landing Valve | FS-FH-ILV | \Classifications\Specification Class\VBIS\FS - Fire Suppression\FS-FH - Fire Hydrant\FS-FH-ILV - Internal Landing Valve |  | UNKNOWN |  |  |  | RN-002265 | [6 empty] | 2023-07-25 | 2 - Normal | 2 - Good | 2 - Medium |  | 2 - Normal | Statutory | Preventive | High |  |  | 20y0M
278 | Royal North Shore Hospital | RN43 - P1 Multi Storey Car Park | Ground | RN43.00.001 | \Locations\Royal North Shore Hospital\RN43 - P1 Multi Storey Car Park\Ground\RN43.00.001 Stairway | \Geography\Oceania\Australia\New South Wales\Sydney Northern\Willoughby\St Leonards | \Organizations\101-NSW Health\8899-NSLHD | RN-002322 | Emergency Exit Sign | Emergency Exit Sign - RN43.00.001 | \Classifications\Specification Class\Building Equipment\Electrical\Other Electrical Systems\Emergency Light & Power Systems\Emergency Evacuation Lighting | Electrical Lighting, Emergency Lighting, Testing | EL-EL-Te | \Classifications\Specification Class\VBIS\EL - Electrical Lighting\EL-EL - Emergency Lighting\EL-EL-Te - Testing |  | CLEVERTRONICS | 24m |  |  | RN-002322 | [6 empty] | 2023-07-25 | 2 - Normal | 2 - Good | 2 - Medium |  | 2 - Normal | Statutory | Preventive | High |  |  | 20y0M
279 | Royal North Shore Hospital | RN43 - P1 Multi Storey Car Park | Ground | RN43.00.001 | \Locations\Royal North Shore Hospital\RN43 - P1 Multi Storey Car Park\Ground\RN43.00.001 Stairway | \Geography\Oceania\Australia\New South Wales\Sydney Northern\Willoughby\St Leonards | \Organizations\101-NSW Health\8899-NSLHD | RN-002333 | Emergency Exit Sign | Emergency Exit Sign - RN43.00.001 | \Classifications\Specification Class\Building Equipment\Electrical\Other Electrical Systems\Emergency Light & Power Systems\Emergency Evacuation Lighting | Electrical Lighting, Emergency Lighting, Testing | EL-EL-Te | \Classifications\Specification Class\VBIS\EL - Electrical Lighting\EL-EL - Emergency Lighting\EL-EL-Te - Testing |  | CLEVERTRONICS | 24m |  |  | RN-002333 | [6 empty] | 2023-07-25 | 2 - Normal | 2 - Good | 2 - Medium |  | 2 - Normal | Statutory | Preventive | High |  |  | 20y0M
280 | Royal North Shore Hospital | RN43 - P1 Multi Storey Car Park | Ground | RN43.00.001 | \Locations\Royal North Shore Hospital\RN43 - P1 Multi Storey Car Park\Ground\RN43.00.001 Stairway | \Geography\Oceania\Australia\New South Wales\Sydney Northern\Willoughby\St Leonards | \Organizations\101-NSW Health\8899-NSLHD | RN-002326 | Emergency Exit Sign | Emergency Exit Sign - RN43.00.001 | \Classifications\Specification Class\Building Equipment\Electrical\Other Electrical Systems\Emergency Light & Power Systems\Emergency Evacuation Lighting | Electrical Lighting, Emergency Lighting, Testing | EL-EL-Te | \Classifications\Specification Class\VBIS\EL - Electrical Lighting\EL-EL - Emergency Lighting\EL-EL-Te - Testing |  | CLEVERTRONICS | 24m |  |  | RN-002326 | [6 empty] | 2023-07-25 | 2 - Normal | 2 - Good | 2 - Medium |  | 2 - Normal | Statutory | Preventive | High |  |  | 20y0M
281 | Royal North Shore Hospital | RN43 - P1 Multi Storey Car Park | Ground | RN43.00.001 | \Locations\Royal North Shore Hospital\RN43 - P1 Multi Storey Car Park\Ground\RN43.00.001 Stairway | \Geography\Oceania\Australia\New South Wales\Sydney Northern\Willoughby\St Leonards | \Organizations\101-NSW Health\8899-NSLHD | RN-002331 | Emergency Exit Sign | Emergency Exit Sign - RN43.00.001 | \Classifications\Specification Class\Building Equipment\Electrical\Other Electrical Systems\Emergency Light & Power Systems\Emergency Evacuation Lighting | Electrical Lighting, Emergency Lighting, Testing | EL-EL-Te | \Classifications\Specification Class\VBIS\EL - Electrical Lighting\EL-EL - Emergency Lighting\EL-EL-Te - Testing |  | CLEVERTRONICS | 24m |  |  | RN-002331 | [6 empty] | 2023-07-25 | 2 - Normal | 2 - Good | 2 - Medium |  | 2 - Normal | Statutory | Preventive | High |  |  | 20y0M
282 | Royal North Shore Hospital | RN43 - P1 Multi Storey Car Park | Ground | RN43.00.007 | \Locations\Royal North Shore Hospital\RN43 - P1 Multi Storey Car Park\Ground | \Geography\Oceania\Australia\New South Wales\Sydney Northern\Willoughby\St Leonards | \Organizations\101-NSW Health\8899-NSLHD | RN-002330 | Fire Door - Single Leaf | Fire Door - Single Leaf - RN43.00.007 | \Classifications\Specification Class\Building Equipment\Fire Protection\Fire Protection Specialities\Fire Doors | Structure, Doors Fire Rated | ST-DFR | \Classifications\Specification Class\VBIS\ST - Structure\ST-DFR - Doors Fire Rated |  | TERRYS TRADING | FRL -/120/30 |  |  | RN-002330 |  |  |  |  | 2005-01-01 |  | 2023-07-25 | 2 - Normal | 2 - Good | 2 - Medium |  | 2 - Normal | Statutory | Preventive | High |  |  | 6y4M
283 | Royal North Shore Hospital | RN43 - P1 Multi Storey Car Park | Lower Ground | RN43.LG.001 | \Locations\Royal North Shore Hospital\RN43 - P1 Multi Storey Car Park | \Geography\Oceania\Australia\New South Wales\Sydney Northern\Willoughby\St Leonards | \Organizations\101-NSW Health\8899-NSLHD | RN-002316 | Fire Hose Reel | Fire Hose Reel - RN43.LG.001 | \Classifications\Specification Class\Building Equipment\Fire Protection\Fire Protection Specialities\Fire Hose Reels | Fire Suppression, Fire Hose Reel | FS-FHR | \Classifications\Specification Class\VBIS\FS - Fire Suppression\FS-FHR - Fire Hose Reel |  | CHUBB | 36m |  |  | RN-002316 |  |  |  |  | 2005-01-01 |  | 2023-07-25 | 2 - Normal | 2 - Good | 2 - Medium | Expected life could be extended based on the visual condition assessment. | 2 - Normal | Statutory | Preventive | High |  |  | 0y0M
284 | Royal North Shore Hospital | RN43 - P1 Multi Storey Car Park | Lower Ground | RN43.LG.001 | \Locations\Royal North Shore Hospital\RN43 - P1 Multi Storey Car Park | \Geography\Oceania\Australia\New South Wales\Sydney Northern\Willoughby\St Leonards | \Organizations\101-NSW Health\8899-NSLHD | RN-002317 | Fire Hydrant - Internal Landing Valve | Fire Hydrant - Internal Landing Valve - RN43.LG.001 | \Classifications\Specification Class\Building Equipment\Fire Protection\Hydrants | Fire Suppression, Fire Hydrant, Internal Landing Valve | FS-FH-ILV | \Classifications\Specification Class\VBIS\FS - Fire Suppression\FS-FH - Fire Hydrant\FS-FH-ILV - Internal Landing Valve |  | UNKNOWN |  |  |  | RN-002317 | [6 empty] | 2023-07-25 | 2 - Normal | 2 - Good | 2 - Medium |  | 2 - Normal | Statutory | Preventive | High |  |  | 20y0M
285 | Royal North Shore Hospital | RN43 - P1 Multi Storey Car Park | Lower Ground | RN43.LG.001 | \Locations\Royal North Shore Hospital\RN43 - P1 Multi Storey Car Park | \Geography\Oceania\Australia\New South Wales\Sydney Northern\Willoughby\St Leonards | \Organizations\101-NSW Health\8899-NSLHD | RN-002318 | Fire Hydrant - Internal Landing Valve | Fire Hydrant - Internal Landing Valve - RN43.LG.001 | \Classifications\Specification Class\Building Equipment\Fire Protection\Hydrants | Fire Suppression, Fire Hydrant, Internal Landing Valve | FS-FH-ILV | \Classifications\Specification Class\VBIS\FS - Fire Suppression\FS-FH - Fire Hydrant\FS-FH-ILV - Internal Landing Valve |  | UNKNOWN |  |  |  | RN-002318 | [6 empty] | 2023-07-25 | 2 - Normal | 2 - Good | 2 - Medium |  | 2 - Normal | Statutory | Preventive | High |  |  | 20y0M
286 | Royal North Shore Hospital | RN43 - P1 Multi Storey Car Park | Lower Ground | RN43.LG.003 | \Locations\Royal North Shore Hospital\RN43 - P1 Multi Storey Car Park | \Geography\Oceania\Australia\New South Wales\Sydney Northern\Willoughby\St Leonards | \Organizations\101-NSW Health\8899-NSLHD | RN-002320 | Fire Door - Single Leaf | Fire Door - Single Leaf - RN43.LG.003 | \Classifications\Specification Class\Building Equipment\Fire Protection\Fire Protection Specialities\Fire Doors | Structure, Doors Fire Rated | ST-DFR | \Classifications\Specification Class\VBIS\ST - Structure\ST-DFR - Doors Fire Rated |  | TERRYS TRADING | FRL -/120/30 |  |  | RN-002320 |  |  |  |  | 2005-01-01 |  | 2023-07-25 | 2 - Normal | 2 - Good | 2 - Medium |  | 2 - Normal | Statutory | Preventive | High |  |  | 6y4M
287 | Royal North Shore Hospital | RN43 - P1 Multi Storey Car Park | Lower Ground | RN43.LG.003 | \Locations\Royal North Shore Hospital\RN43 - P1 Multi Storey Car Park | \Geography\Oceania\Australia\New South Wales\Sydney Northern\Willoughby\St Leonards | \Organizations\101-NSW Health\8899-NSLHD | RN-002319 | Fire Hose Reel | Fire Hose Reel - RN43.LG.003 | \Classifications\Specification Class\Building Equipment\Fire Protection\Fire Protection Specialities\Fire Hose Reels | Fire Suppression, Fire Hose Reel | FS-FHR | \Classifications\Specification Class\VBIS\FS - Fire Suppression\FS-FHR - Fire Hose Reel |  | FIREQUIP | HR36F | 36m |  | RN-002319 |  |  |  |  | 2016-01-01 |  | 2023-07-25 | 2 - Normal | 2 - Good | 2 - Medium |  | 2 - Normal | Statutory | Preventive | High |  |  | 7y4M
288 | Royal North Shore Hospital | RN43 - P1 Multi Storey Car Park | Lower Ground | RN43.LG.002 | \Locations\Royal North Shore Hospital\RN43 - P1 Multi Storey Car Park | \Geography\Oceania\Australia\New South Wales\Sydney Northern\Willoughby\St Leonards | \Organizations\101-NSW Health\8899-NSLHD | RN-002341 | Backflow Prevention Device - RPZD | Backflow Prevention Device - RPZD - RN43.LG.002 | \Classifications\Specification Class\Building Equipment\Plumbing\Domestic Water Distribution\Backflow Prevention Devices\Reduce-Pressure-Zone Device (RPZD) | Hydraulics, Valves, Backflow Prevention, Reduced Pressure Zone | HY-Va-BP-RPZ | \Classifications\Specification Class\VBIS\HY - Hydraulics\HY-Va - Valves\HY-Va-BP - Backflow Prevention\HY-Va-BP-RPZ - Reduced Pressure Zone |  | UNKNOWN |  |  |  | RN-002341 | [6 empty] | 2023-07-25 | 2 - Normal | 2 - Good | 2 - Medium |  | 2 - Normal | Statutory | Preventive | High |  |  | 12y0M
289 | Royal North Shore Hospital | RN43 - P1 Multi Storey Car Park | Lower Ground | RN43.LG.002 | \Locations\Royal North Shore Hospital\RN43 - P1 Multi Storey Car Park | \Geography\Oceania\Australia\New South Wales\Sydney Northern\Willoughby\St Leonards | \Organizations\101-NSW Health\8899-NSLHD | RN-002342 | Boom Gate | Boom Gate - RN43.LG.002 | \Classifications\Specification Class\Building Equipment\Electrical\Other Electrical Systems\Other Special Systems & Devices\Boom Gates | Security, Access Control, Boomgate | SE-ACon-Bo | \Classifications\Specification Class\VBIS\SE - Security\SE-ACon - Access Control\SE-ACon-Bo - Boomgate |  | MECCANICA FADINI | 9803DXL | BAYT 980 |  | RN-002342 | [6 empty] | 2023-07-25 | 2 - Normal | 2 - Good | 2 - Medium |  | 2 - Normal | Non-Statutory | Preventive | Medium |  |  | 6y4M
290 | Royal North Shore Hospital | RN43 - P1 Multi Storey Car Park | Ground | RN43.00.001 | \Locations\Royal North Shore Hospital\RN43 - P1 Multi Storey Car Park\Ground\RN43.00.001 Stairway | \Geography\Oceania\Australia\New South Wales\Sydney Northern\Willoughby\St Leonards | \Organizations\101-NSW Health\8899-NSLHD | RN-002349 | Fire Door - Double Leaf | Fire Door - Double Leaf - RN43.00.001 | \Classifications\Specification Class\Building Equipment\Fire Protection\Fire Protection Specialities\Fire Doors | Structure, Doors Fire Rated | ST-DFR | \Classifications\Specification Class\VBIS\ST - Structure\ST-DFR - Doors Fire Rated |  | UNKNOWN |  |  |  | RN-002349 | [6 empty] | 2023-07-25 | 2 - Normal | 2 - Good | 2 - Medium |  | 2 - Normal | Statutory | Preventive | High |  |  | 20y0M
291 | Royal North Shore Hospital | RN43 - P1 Multi Storey Car Park | Ground | RN43.00.001 | \Locations\Royal North Shore Hospital\RN43 - P1 Multi Storey Car Park\Ground\RN43.00.001 Stairway | \Geography\Oceania\Australia\New South Wales\Sydney Northern\Willoughby\St Leonards | \Organizations\101-NSW Health\8899-NSLHD | RN-002350 | Fire Hydrant - Booster Assembly (Dual) - Tank Suction | Fire Hydrant - Booster Assembly (Dual) - Tank Suction - RN43.00.001 | \Classifications\Specification Class\Building Equipment\Fire Protection\Hydrants | Fire Suppression, Fire Hydrant, Internal Landing Valve | FS-FH-ILV | \Classifications\Specification Class\VBIS\FS - Fire Suppression\FS-FH - Fire Hydrant\FS-FH-ILV - Internal Landing Valve |  | UNKNOWN |  |  |  | RN-002350 | [6 empty] | 2023-07-25 | 2 - Normal | 2 - Good | 2 - Medium |  | 2 - Normal | Statutory | Preventive | High |  |  | 20y0M
292 | Royal North Shore Hospital | RN43 - P1 Multi Storey Car Park | Level 1 | RN43.01.009 | \Locations\Royal North Shore Hospital\RN43 - P1 Multi Storey Car Park\Level 1 | \Geography\Oceania\Australia\New South Wales\Sydney Northern\Willoughby\St Leonards | \Organizations\101-NSW Health\8899-NSLHD | RN-002250 | Fire Door - Single Leaf | Fire Door - Single Leaf - RN43.01.009 | \Classifications\Specification Class\Building Equipment\Fire Protection\Fire Protection Specialities\Fire Doors | Structure, Doors Fire Rated | ST-DFR | \Classifications\Specification Class\VBIS\ST - Structure\ST-DFR - Doors Fire Rated |  | AUSTRAL FIRE DOORS | FRL -/120/30 |  | 5546 | RN-002250 |  |  |  |  | 2011-01-01 |  | 2023-07-25 | 2 - Normal | 3 - Fair | 2 - Medium |  | 2 - Normal | Statutory | Preventive | High |  |  | 12y4M
293 | Royal North Shore Hospital | RN43 - P1 Multi Storey Car Park | Level 1 | RN43.01.008 | \Locations\Royal North Shore Hospital\RN43 - P1 Multi Storey Car Park\Level 1 | \Geography\Oceania\Australia\New South Wales\Sydney Northern\Willoughby\St Leonards | \Organizations\101-NSW Health\8899-NSLHD | RN-002236 | Emergency Exit Sign | Emergency Exit Sign - RN43.01.008 | \Classifications\Specification Class\Building Equipment\Electrical\Other Electrical Systems\Emergency Light & Power Systems\Emergency Evacuation Lighting | Electrical Lighting, Emergency Lighting, Testing | EL-EL-Te | \Classifications\Specification Class\VBIS\EL - Electrical Lighting\EL-EL - Emergency Lighting\EL-EL-Te - Testing |  | CLEVERTRONICS | 24m |  |  | RN-002236 | [6 empty] | 2023-07-25 | 2 - Normal | 3 - Fair | 2 - Medium |  | 2 - Normal | Statutory | Preventive | High |  |  | 15y0M
294 | Royal North Shore Hospital | RN43 - P1 Multi Storey Car Park | Level 1 | RN43.01.008 | \Locations\Royal North Shore Hospital\RN43 - P1 Multi Storey Car Park\Level 1 | \Geography\Oceania\Australia\New South Wales\Sydney Northern\Willoughby\St Leonards | \Organizations\101-NSW Health\8899-NSLHD | RN-002211 | Fire Hose Reel | Fire Hose Reel - RN43.01.008 | \Classifications\Specification Class\Building Equipment\Fire Protection\Fire Protection Specialities\Fire Hose Reels | Fire Suppression, Fire Hose Reel | FS-FHR | \Classifications\Specification Class\VBIS\FS - Fire Suppression\FS-FHR - Fire Hose Reel |  | QUELL |  |  |  | RN-002211 | [6 empty] | 2023-07-25 | 2 - Normal | 3 - Fair | 2 - Medium |  | 2 - Normal | Statutory | Preventive | High |  |  | 9y0M
295 | Royal North Shore Hospital | RN43 - P1 Multi Storey Car Park | Level 1 | RN43.01.008 | \Locations\Royal North Shore Hospital\RN43 - P1 Multi Storey Car Park\Level 1 | \Geography\Oceania\Australia\New South Wales\Sydney Northern\Willoughby\St Leonards | \Organizations\101-NSW Health\8899-NSLHD | RN-002239 | Emergency Exit Sign | Emergency Exit Sign - RN43.01.008 | \Classifications\Specification Class\Building Equipment\Electrical\Other Electrical Systems\Emergency Light & Power Systems\Emergency Evacuation Lighting | Electrical Lighting, Emergency Lighting, Testing | EL-EL-Te | \Classifications\Specification Class\VBIS\EL - Electrical Lighting\EL-EL - Emergency Lighting\EL-EL-Te - Testing |  | CLEVERTRONICS | 24m |  |  | RN-002239 | [6 empty] | 2023-07-25 | 2 - Normal | 3 - Fair | 2 - Medium |  | 2 - Normal | Statutory | Preventive | High |  |  | 15y0M
296 | Royal North Shore Hospital | RN43 - P1 Multi Storey Car Park | Level 1 | RN43.01.008 | \Locations\Royal North Shore Hospital\RN43 - P1 Multi Storey Car Park\Level 1 | \Geography\Oceania\Australia\New South Wales\Sydney Northern\Willoughby\St Leonards | \Organizations\101-NSW Health\8899-NSLHD | RN-002240 | Fire Hydrant - Internal Landing Valve | Fire Hydrant - Internal Landing Valve - RN43.01.008 | \Classifications\Specification Class\Building Equipment\Fire Protection\Hydrants | Fire Suppression, Fire Hydrant, Internal Landing Valve | FS-FH-ILV | \Classifications\Specification Class\VBIS\FS - Fire Suppression\FS-FH - Fire Hydrant\FS-FH-ILV - Internal Landing Valve |  | UNKNOWN |  |  |  | RN-002240 | [6 empty] | 2023-07-25 | 2 - Normal | 3 - Fair | 2 - Medium |  | 2 - Normal | Statutory | Preventive | High |  |  | 15y0M
297 | Royal North Shore Hospital | RN43 - P1 Multi Storey Car Park | Level 1 | RN43.01.008 | \Locations\Royal North Shore Hospital\RN43 - P1 Multi Storey Car Park\Level 1 | \Geography\Oceania\Australia\New South Wales\Sydney Northern\Willoughby\St Leonards | \Organizations\101-NSW Health\8899-NSLHD | RN-002170 | Fire Door - Single Leaf | Fire Door - Single Leaf - RN43.01.008 | \Classifications\Specification Class\Building Equipment\Fire Protection\Fire Protection Specialities\Fire Doors | Structure, Doors Fire Rated | ST-DFR | \Classifications\Specification Class\VBIS\ST - Structure\ST-DFR - Doors Fire Rated |  | WORMALD | FRL -/120/30 |  | 3174 | RN-002170 | [6 empty] | 2023-07-25 | 2 - Normal | 3 - Fair | 2 - Medium |  | 2 - Normal | Statutory | Preventive | High |  |  | 15y0M
298 | Royal North Shore Hospital | RN43 - P1 Multi Storey Car Park | Level 1 | RN43.01.007 | \Locations\Royal North Shore Hospital\RN43 - P1 Multi Storey Car Park\Level 1 | \Geography\Oceania\Australia\New South Wales\Sydney Northern\Willoughby\St Leonards | \Organizations\101-NSW Health\8899-NSLHD | RN-002179 | Emergency Exit Sign | Emergency Exit Sign - RN43.01.007 | \Classifications\Specification Class\Building Equipment\Electrical\Other Electrical Systems\Emergency Light & Power Systems\Emergency Evacuation Lighting | Electrical Lighting, Emergency Lighting, Testing | EL-EL-Te | \Classifications\Specification Class\VBIS\EL - Electrical Lighting\EL-EL - Emergency Lighting\EL-EL-Te - Testing |  | CLEVERTRONICS | 24m |  |  | RN-002179 | [6 empty] | 2023-07-25 | 2 - Normal | 3 - Fair | 2 - Medium |  | 2 - Normal | Statutory | Preventive | High |  |  | 15y0M
299 | Royal North Shore Hospital | RN43 - P1 Multi Storey Car Park | Level 1 | RN43.01.007 | \Locations\Royal North Shore Hospital\RN43 - P1 Multi Storey Car Park\Level 1 | \Geography\Oceania\Australia\New South Wales\Sydney Northern\Willoughby\St Leonards | \Organizations\101-NSW Health\8899-NSLHD | RN-002057 | Fire Hose Reel | Fire Hose Reel - RN43.01.007 | \Classifications\Specification Class\Building Equipment\Fire Protection\Fire Protection Specialities\Fire Hose Reels | Fire Suppression, Fire Hose Reel | FS-FHR | \Classifications\Specification Class\VBIS\FS - Fire Suppression\FS-FHR - Fire Hose Reel |  | CHUBB | 36m |  |  | RN-002057 |  |  |  |  | 2005-01-01 |  | 2023-07-25 | 2 - Normal | 4 - Poor | 2 - Medium | Expected life could be extended based on the visual condition assessment. Surface corrosion | 2 - Normal | Statutory | Preventive | High |  |  | 0y0M
300 | Royal North Shore Hospital | RN43 - P1 Multi Storey Car Park | Level 1 | RN43.01.007 | \Locations\Royal North Shore Hospital\RN43 - P1 Multi Storey Car Park\Level 1 | \Geography\Oceania\Australia\New South Wales\Sydney Northern\Willoughby\St Leonards | \Organizations\101-NSW Health\8899-NSLHD | RN-002056 | Fire Door - Single Leaf | Fire Door - Single Leaf - RN43.01.007 | \Classifications\Specification Class\Building Equipment\Fire Protection\Fire Protection Specialities\Fire Doors | Structure, Doors Fire Rated | ST-DFR | \Classifications\Specification Class\VBIS\ST - Structure\ST-DFR - Doors Fire Rated |  | TERRYS TRADING | FRL -/120/30 |  |  | RN-002056 |  |  |  |  | 2005-01-01 |  | 2023-07-25 | 2 - Normal | 3 - Fair | 2 - Medium |  | 2 - Normal | Statutory | Preventive | High |  |  | 6y4M
301 | Royal North Shore Hospital | RN43 - P1 Multi Storey Car Park | Level 1 | RN43.01.007 | \Locations\Royal North Shore Hospital\RN43 - P1 Multi Storey Car Park\Level 1 | \Geography\Oceania\Australia\New South Wales\Sydney Northern\Willoughby\St Leonards | \Organizations\101-NSW Health\8899-NSLHD | RN-002065 | Emergency Exit Sign | Emergency Exit Sign - RN43.01.007 | \Classifications\Specification Class\Building Equipment\Electrical\Other Electrical Systems\Emergency Light & Power Systems\Emergency Evacuation Lighting | Electrical Lighting, Emergency Lighting, Testing | EL-EL-Te | \Classifications\Specification Class\VBIS\EL - Electrical Lighting\EL-EL - Emergency Lighting\EL-EL-Te - Testing |  | CLEVERTRONICS | 24m |  |  | RN-002065 | [6 empty] | 2023-07-25 | 2 - Normal | 3 - Fair | 2 - Medium |  | 2 - Normal | Statutory | Preventive | High |  |  | 15y0M
302 | Royal North Shore Hospital | RN43 - P1 Multi Storey Car Park | Level 1 | RN43.01.006 | \Locations\Royal North Shore Hospital\RN43 - P1 Multi Storey Car Park\Level 1 | \Geography\Oceania\Australia\New South Wales\Sydney Northern\Willoughby\St Leonards | \Organizations\101-NSW Health\8899-NSLHD | RN-002254 | Fire Hydrant - Internal Landing Valve | Fire Hydrant - Internal Landing Valve - RN43.01.006 | \Classifications\Specification Class\Building Equipment\Fire Protection\Hydrants | Fire Suppression, Fire Hydrant, Internal Landing Valve | FS-FH-ILV | \Classifications\Specification Class\VBIS\FS - Fire Suppression\FS-FH - Fire Hydrant\FS-FH-ILV - Internal Landing Valve |  | UNKNOWN |  |  |  | RN-002254 | [6 empty] | 2023-07-25 | 2 - Normal | 3 - Fair | 2 - Medium |  | 2 - Normal | Statutory | Preventive | High |  |  | 15y0M
303 | Royal North Shore Hospital | RN43 - P1 Multi Storey Car Park | Level 1 | RN43.01.006 | \Locations\Royal North Shore Hospital\RN43 - P1 Multi Storey Car Park\Level 1 | \Geography\Oceania\Australia\New South Wales\Sydney Northern\Willoughby\St Leonards | \Organizations\101-NSW Health\8899-NSLHD | RN-002255 | Fire Door - Single Leaf | Fire Door - Single Leaf - RN43.01.006 | \Classifications\Specification Class\Building Equipment\Fire Protection\Fire Protection Specialities\Fire Doors | Structure, Doors Fire Rated | ST-DFR | \Classifications\Specification Class\VBIS\ST - Structure\ST-DFR - Doors Fire Rated |  | UNKNOWN |  |  |  | RN-002255 | [6 empty] | 2023-07-25 | 2 - Normal | 3 - Fair | 2 - Medium |  | 2 - Normal | Statutory | Preventive | High |  |  | 15y0M
304 | Royal North Shore Hospital | RN43 - P1 Multi Storey Car Park | Level 1 | RN43.01.006 | \Locations\Royal North Shore Hospital\RN43 - P1 Multi Storey Car Park\Level 1 | \Geography\Oceania\Australia\New South Wales\Sydney Northern\Willoughby\St Leonards | \Organizations\101-NSW Health\8899-NSLHD | RN-002251 | Fire Door - Single Leaf | Fire Door - Single Leaf - RN43.01.006 | \Classifications\Specification Class\Building Equipment\Fire Protection\Fire Protection Specialities\Fire Doors | Structure, Doors Fire Rated | ST-DFR | \Classifications\Specification Class\VBIS\ST - Structure\ST-DFR - Doors Fire Rated |  | TERRYS TRADING | FRL -/120/30 |  | 10679 | RN-002251 |  |  |  |  | 2005-01-01 |  | 2023-07-25 | 2 - Normal | 3 - Fair | 2 - Medium |  | 2 - Normal | Statutory | Preventive | High |  |  | 6y4M
305 | Royal North Shore Hospital | RN43 - P1 Multi Storey Car Park | Level 1 | RN43.01.006 | \Locations\Royal North Shore Hospital\RN43 - P1 Multi Storey Car Park\Level 1 | \Geography\Oceania\Australia\New South Wales\Sydney Northern\Willoughby\St Leonards | \Organizations\101-NSW Health\8899-NSLHD | RN-002168 | Emergency Exit Sign | Emergency Exit Sign - RN43.01.006 | \Classifications\Specification Class\Building Equipment\Electrical\Other Electrical Systems\Emergency Light & Power Systems\Emergency Evacuation Lighting | Electrical Lighting, Emergency Lighting, Testing | EL-EL-Te | \Classifications\Specification Class\VBIS\EL - Electrical Lighting\EL-EL - Emergency Lighting\EL-EL-Te - Testing |  | CLEVERTRONICS | 24m |  |  | RN-002168 | [6 empty] | 2023-07-25 | 2 - Normal | 3 - Fair | 2 - Medium |  | 2 - Normal | Statutory | Preventive | High |  |  | 15y0M
306 | Royal North Shore Hospital | RN43 - P1 Multi Storey Car Park | Level 1 | RN43.01.001 | \Locations\Royal North Shore Hospital\RN43 - P1 Multi Storey Car Park\Level 1\RN43.01.001 Stairway | \Geography\Oceania\Australia\New South Wales\Sydney Northern\Willoughby\St Leonards | \Organizations\101-NSW Health\8899-NSLHD | RN-002284 | Emergency Exit Sign | Emergency Exit Sign - RN43.01.001 | \Classifications\Specification Class\Building Equipment\Electrical\Other Electrical Systems\Emergency Light & Power Systems\Emergency Evacuation Lighting | Electrical Lighting, Emergency Lighting, Testing | EL-EL-Te | \Classifications\Specification Class\VBIS\EL - Electrical Lighting\EL-EL - Emergency Lighting\EL-EL-Te - Testing |  | CLEVERTRONICS | 24m |  |  | RN-002284 | [6 empty] | 2023-07-25 | 2 - Normal | 3 - Fair | 2 - Medium |  | 2 - Normal | Statutory | Preventive | High |  |  | 15y0M
307 | Royal North Shore Hospital | RN43 - P1 Multi Storey Car Park | Ground | RN43.00.005 | \Locations\Royal North Shore Hospital\RN43 - P1 Multi Storey Car Park\Ground | \Geography\Oceania\Australia\New South Wales\Sydney Northern\Willoughby\St Leonards | \Organizations\101-NSW Health\8899-NSLHD | RN-002283 | Fire Hydrant - Internal Landing Valve | Fire Hydrant - Internal Landing Valve - RN43.00.005 | \Classifications\Specification Class\Building Equipment\Fire Protection\Hydrants | Fire Suppression, Fire Hydrant, Internal Landing Valve | FS-FH-ILV | \Classifications\Specification Class\VBIS\FS - Fire Suppression\FS-FH - Fire Hydrant\FS-FH-ILV - Internal Landing Valve |  | UNKNOWN |  |  |  | RN-002283 | [6 empty] | 2023-07-25 | 2 - Normal | 3 - Fair | 2 - Medium |  | 2 - Normal | Statutory | Preventive | High |  |  | 15y0M
308 | Royal North Shore Hospital | RN43 - P1 Multi Storey Car Park | Ground | RN43.00.005 | \Locations\Royal North Shore Hospital\RN43 - P1 Multi Storey Car Park\Ground | \Geography\Oceania\Australia\New South Wales\Sydney Northern\Willoughby\St Leonards | \Organizations\101-NSW Health\8899-NSLHD | RN-002271 | Fire Hose Reel | Fire Hose Reel - RN43.00.005 | \Classifications\Specification Class\Building Equipment\Fire Protection\Fire Protection Specialities\Fire Hose Reels | Fire Suppression, Fire Hose Reel | FS-FHR | \Classifications\Specification Class\VBIS\FS - Fire Suppression\FS-FHR - Fire Hose Reel |  | FIREWORLD | 36m |  |  | RN-002271 |  |  |  |  | 2022-01-01 |  | 2023-07-25 | 2 - Normal | 2 - Good | 2 - Medium |  | 2 - Normal | Statutory | Preventive | High |  |  | 13y4M
309 | Royal North Shore Hospital | RN43 - P1 Multi Storey Car Park | Ground | RN43.00.005 | \Locations\Royal North Shore Hospital\RN43 - P1 Multi Storey Car Park\Ground | \Geography\Oceania\Australia\New South Wales\Sydney Northern\Willoughby\St Leonards | \Organizations\101-NSW Health\8899-NSLHD | RN-002276 | Fire Door - Single Leaf | Fire Door - Single Leaf - RN43.00.005 | \Classifications\Specification Class\Building Equipment\Fire Protection\Fire Protection Specialities\Fire Doors | Structure, Doors Fire Rated | ST-DFR | \Classifications\Specification Class\VBIS\ST - Structure\ST-DFR - Doors Fire Rated |  | FIRE STOPPING | FRL -/120/30 |  | 1948 | RN-002276 | [6 empty] | 2023-07-25 | 2 - Normal | 3 - Fair | 2 - Medium |  | 2 - Normal | Statutory | Preventive | High |  |  | 15y0M
310 | Royal North Shore Hospital | RN43 - P1 Multi Storey Car Park | Ground | RN43.00.001 | \Locations\Royal North Shore Hospital\RN43 - P1 Multi Storey Car Park\Ground\RN43.00.001 Stairway | \Geography\Oceania\Australia\New South Wales\Sydney Northern\Willoughby\St Leonards | \Organizations\101-NSW Health\8899-NSLHD | RN-002272 | Boom Gate | Boom Gate - RN43.00.001 | \Classifications\Specification Class\Building Equipment\Electrical\Other Electrical Systems\Other Special Systems & Devices\Boom Gates | Security, Access Control, Boomgate | SE-ACon-Bo | \Classifications\Specification Class\VBIS\SE - Security\SE-ACon - Access Control\SE-ACon-Bo - Boomgate |  | SKIDATA |  |  |  | RN-002272 | [6 empty] | 2023-07-25 | 2 - Normal | 3 - Fair | 2 - Medium |  | 2 - Normal | Non-Statutory | Preventive | Medium |  |  | 4y9M
311 | Royal North Shore Hospital | RN43 - P1 Multi Storey Car Park | Ground | RN43.00.004 | \Locations\Royal North Shore Hospital\RN43 - P1 Multi Storey Car Park\Ground | \Geography\Oceania\Australia\New South Wales\Sydney Northern\Willoughby\St Leonards | \Organizations\101-NSW Health\8899-NSLHD | RN-002286 | Fire Hydrant - Internal Landing Valve | Fire Hydrant - Internal Landing Valve - RN43.00.004 | \Classifications\Specification Class\Building Equipment\Fire Protection\Hydrants | Fire Suppression, Fire Hydrant, Internal Landing Valve | FS-FH-ILV | \Classifications\Specification Class\VBIS\FS - Fire Suppression\FS-FH - Fire Hydrant\FS-FH-ILV - Internal Landing Valve |  | UNKNOWN |  |  |  | RN-002286 | [6 empty] | 2023-07-25 | 2 - Normal | 3 - Fair | 2 - Medium |  | 2 - Normal | Statutory | Preventive | High |  |  | 15y0M
312 | Royal North Shore Hospital | RN43 - P1 Multi Storey Car Park | Ground | RN43.00.004 | \Locations\Royal North Shore Hospital\RN43 - P1 Multi Storey Car Park\Ground | \Geography\Oceania\Australia\New South Wales\Sydney Northern\Willoughby\St Leonards | \Organizations\101-NSW Health\8899-NSLHD | RN-002287 | Fire Hose Reel | Fire Hose Reel - RN43.00.004 | \Classifications\Specification Class\Building Equipment\Fire Protection\Fire Protection Specialities\Fire Hose Reels | Fire Suppression, Fire Hose Reel | FS-FHR | \Classifications\Specification Class\VBIS\FS - Fire Suppression\FS-FHR - Fire Hose Reel |  | BFI | 36m |  |  | RN-002287 |  |  |  |  | 2020-01-01 |  | 2023-07-25 | 2 - Normal | 3 - Fair | 2 - Medium |  | 2 - Normal | Statutory | Preventive | High |  |  | 11y4M
313 | Royal North Shore Hospital | RN43 - P1 Multi Storey Car Park | Ground | RN43.00.004 | \Locations\Royal North Shore Hospital\RN43 - P1 Multi Storey Car Park\Ground | \Geography\Oceania\Australia\New South Wales\Sydney Northern\Willoughby\St Leonards | \Organizations\101-NSW Health\8899-NSLHD | RN-002289 | Fire Door - Single Leaf | Fire Door - Single Leaf - RN43.00.004 | \Classifications\Specification Class\Building Equipment\Fire Protection\Fire Protection Specialities\Fire Doors | Structure, Doors Fire Rated | ST-DFR | \Classifications\Specification Class\VBIS\ST - Structure\ST-DFR - Doors Fire Rated |  | WORMALD | FRL -/120/30 |  | 3553 | RN-002289 | [6 empty] | 2023-07-25 | 2 - Normal | 3 - Fair | 2 - Medium |  | 2 - Normal | Statutory | Preventive | High |  |  | 15y0M
314 | Royal North Shore Hospital | RN43 - P1 Multi Storey Car Park | Ground | RN43.00.002 | \Locations\Royal North Shore Hospital\RN43 - P1 Multi Storey Car Park\Ground | \Geography\Oceania\Australia\New South Wales\Sydney Northern\Willoughby\St Leonards | \Organizations\101-NSW Health\8899-NSLHD | RN-002288 | Passenger Lift - 1 | Passenger Lift - 1 - RN43.00.002 | \Classifications\Specification Class\Building Equipment\Conveying\Elevators & Lifts\Passenger Lifts | Vertical Transportation, Lift | VT-Li | \Classifications\Specification Class\VBIS\VT - Vertical Transportation\VT-Li - Lift |  | SCHINDLER LIFTS AUSTRALIA | 1000kg |  |  | RN-002288 | [6 empty] | 2023-07-25 | 2 - Normal | 3 - Fair | 3 - High |  | 2 - Normal | Statutory | Preventive | High |  |  | 18y0M | [9 empty] | #1
315 | Royal North Shore Hospital | RN43 - P1 Multi Storey Car Park | Ground | RN43.00.002 | \Locations\Royal North Shore Hospital\RN43 - P1 Multi Storey Car Park\Ground | \Geography\Oceania\Australia\New South Wales\Sydney Northern\Willoughby\St Leonards | \Organizations\101-NSW Health\8899-NSLHD | RN-002295 | Passenger Lift - 2 | Passenger Lift - 2 - RN43.00.002 | \Classifications\Specification Class\Building Equipment\Conveying\Elevators & Lifts\Passenger Lifts | Vertical Transportation, Lift | VT-Li | \Classifications\Specification Class\VBIS\VT - Vertical Transportation\VT-Li - Lift |  | SCHINDLER LIFTS AUSTRALIA | 1000kg |  |  | RN-002295 |  |  |  |  | 2010-01-01 |  | 2023-07-25 | 2 - Normal | 3 - Fair | 3 - High |  | 2 - Normal | Statutory | Preventive | High |  |  | 16y4M | [9 empty] | #2
316 | Royal North Shore Hospital | RN43 - P1 Multi Storey Car Park | Ground | RN43.00.009 | \Locations\Royal North Shore Hospital\RN43 - P1 Multi Storey Car Park\Ground | \Geography\Oceania\Australia\New South Wales\Sydney Northern\Willoughby\St Leonards | \Organizations\101-NSW Health\8899-NSLHD | RN-002294 | Fire Hose Reel | Fire Hose Reel - RN43.00.009 | \Classifications\Specification Class\Building Equipment\Fire Protection\Fire Protection Specialities\Fire Hose Reels | Fire Suppression, Fire Hose Reel | FS-FHR | \Classifications\Specification Class\VBIS\FS - Fire Suppression\FS-FHR - Fire Hose Reel |  | FLAMESTOP | 36m |  |  | RN-002294 |  |  |  |  | 2019-01-01 |  | 2023-07-25 | 2 - Normal | 3 - Fair | 2 - Medium |  | 2 - Normal | Statutory | Preventive | High |  |  | 10y4M
317 | Royal North Shore Hospital | RN43 - P1 Multi Storey Car Park | Ground | RN43.00.009 | \Locations\Royal North Shore Hospital\RN43 - P1 Multi Storey Car Park\Ground | \Geography\Oceania\Australia\New South Wales\Sydney Northern\Willoughby\St Leonards | \Organizations\101-NSW Health\8899-NSLHD | RN-002293 | Fire Hydrant - Internal Landing Valve | Fire Hydrant - Internal Landing Valve - RN43.00.009 | \Classifications\Specification Class\Building Equipment\Fire Protection\Hydrants | Fire Suppression, Fire Hydrant, Internal Landing Valve | FS-FH-ILV | \Classifications\Specification Class\VBIS\FS - Fire Suppression\FS-FH - Fire Hydrant\FS-FH-ILV - Internal Landing Valve |  | UNKNOWN |  |  |  | RN-002293 | [6 empty] | 2023-07-25 | 2 - Normal | 3 - Fair | 2 - Medium |  | 2 - Normal | Statutory | Preventive | High |  |  | 15y0M
318 | Royal North Shore Hospital | RN43 - P1 Multi Storey Car Park | Ground | RN43.00.001 | \Locations\Royal North Shore Hospital\RN43 - P1 Multi Storey Car Park\Ground\RN43.00.001 Stairway | \Geography\Oceania\Australia\New South Wales\Sydney Northern\Willoughby\St Leonards | \Organizations\101-NSW Health\8899-NSLHD | RN-002292 | Emergency Light | Emergency Light - RN43.00.001 | \Classifications\Specification Class\Building Equipment\Electrical\Other Electrical Systems\Emergency Light & Power Systems\Emergency Evacuation Lighting | Electrical Lighting, Emergency Lighting, Testing | EL-EL-Te | \Classifications\Specification Class\VBIS\EL - Electrical Lighting\EL-EL - Emergency Lighting\EL-EL-Te - Testing |  | CLEVERTRONICS |  |  |  | RN-002292 | [6 empty] | 2023-07-25 | 2 - Normal | 3 - Fair | 2 - Medium |  | 2 - Normal | Statutory | Preventive | High |  |  | 15y0M
319 | Royal North Shore Hospital | RN43 - P1 Multi Storey Car Park | Ground | RN43.00.001 | \Locations\Royal North Shore Hospital\RN43 - P1 Multi Storey Car Park\Ground\RN43.00.001 Stairway | \Geography\Oceania\Australia\New South Wales\Sydney Northern\Willoughby\St Leonards | \Organizations\101-NSW Health\8899-NSLHD | RN-002291 | Boom Gate | Boom Gate - RN43.00.001 | \Classifications\Specification Class\Building Equipment\Electrical\Other Electrical Systems\Other Special Systems & Devices\Boom Gates | Security, Access Control, Boomgate | SE-ACon-Bo | \Classifications\Specification Class\VBIS\SE - Security\SE-ACon - Access Control\SE-ACon-Bo - Boomgate |  | SKIDATA | Barrier Gates |  | D202106001 | RN-002291 |  |  |  |  | 2020-01-01 |  | 2023-07-25 | 2 - Normal | 3 - Fair | 2 - Medium |  | 2 - Normal | Non-Statutory | Preventive | Medium |  |  | 4y4M
320 | Royal North Shore Hospital | RN43 - P1 Multi Storey Car Park | Ground | RN43.00.008 | \Locations\Royal North Shore Hospital\RN43 - P1 Multi Storey Car Park\Ground | \Geography\Oceania\Australia\New South Wales\Sydney Northern\Willoughby\St Leonards | \Organizations\101-NSW Health\8899-NSLHD | RN-002299 | Fire Hydrant - Internal Landing Valve | Fire Hydrant - Internal Landing Valve - RN43.00.008 | \Classifications\Specification Class\Building Equipment\Fire Protection\Hydrants | Fire Suppression, Fire Hydrant, Internal Landing Valve | FS-FH-ILV | \Classifications\Specification Class\VBIS\FS - Fire Suppression\FS-FH - Fire Hydrant\FS-FH-ILV - Internal Landing Valve |  | UNKNOWN |  |  |  | RN-002299 | [6 empty] | 2023-07-25 | 2 - Normal | 3 - Fair | 2 - Medium |  | 2 - Normal | Statutory | Preventive | High |  |  | 15y0M
321 | Royal North Shore Hospital | RN43 - P1 Multi Storey Car Park | Ground | RN43.00.008 | \Locations\Royal North Shore Hospital\RN43 - P1 Multi Storey Car Park\Ground | \Geography\Oceania\Australia\New South Wales\Sydney Northern\Willoughby\St Leonards | \Organizations\101-NSW Health\8899-NSLHD | RN-002297 | Fire Hose Reel | Fire Hose Reel - RN43.00.008 | \Classifications\Specification Class\Building Equipment\Fire Protection\Fire Protection Specialities\Fire Hose Reels | Fire Suppression, Fire Hose Reel | FS-FHR | \Classifications\Specification Class\VBIS\FS - Fire Suppression\FS-FHR - Fire Hose Reel |  | BFI | 36m |  |  | RN-002297 |  |  |  |  | 2021-01-01 |  | 2023-07-25 | 2 - Normal | 3 - Fair | 2 - Medium |  | 2 - Normal | Statutory | Preventive | High |  |  | 12y4M
322 | Royal North Shore Hospital | RN43 - P1 Multi Storey Car Park | Ground | RN43.00.008 | \Locations\Royal North Shore Hospital\RN43 - P1 Multi Storey Car Park\Ground | \Geography\Oceania\Australia\New South Wales\Sydney Northern\Willoughby\St Leonards | \Organizations\101-NSW Health\8899-NSLHD | RN-002302 | Distribution Board | Distribution Board - RN43.00.008 | \Classifications\Specification Class\Building Equipment\Electrical\Electrical Service & Distribution\Distribution Boards | Electrical Power, Switchboard, Main Switch Board | EP-SB-MSB | \Classifications\Specification Class\VBIS\EP - Electrical Power\EP-SB - Switchboard\EP-SB-MSB - Main Switch Board |  | UNKNOWN |  |  |  | RN-002302 | [6 empty] | 2023-07-25 | 2 - Normal | 3 - Fair | 3 - High |  | 2 - Normal | Statutory | Preventive | High |  |  | 15y0M
323 | Royal North Shore Hospital | RN43 - P1 Multi Storey Car Park | Ground | RN43.00.001 | \Locations\Royal North Shore Hospital\RN43 - P1 Multi Storey Car Park\Ground\RN43.00.001 Stairway | \Geography\Oceania\Australia\New South Wales\Sydney Northern\Willoughby\St Leonards | \Organizations\101-NSW Health\8899-NSLHD | RN-002303 | Boom Gate | Boom Gate - RN43.00.001 | \Classifications\Specification Class\Building Equipment\Electrical\Other Electrical Systems\Other Special Systems & Devices\Boom Gates | Security, Access Control, Boomgate | SE-ACon-Bo | \Classifications\Specification Class\VBIS\SE - Security\SE-ACon - Access Control\SE-ACon-Bo - Boomgate |  | SKIDATA | Barrier Gates |  | D202105995 | RN-002303 |  |  |  |  | 2020-01-01 |  | 2023-07-25 | 2 - Normal | 3 - Fair | 2 - Medium |  | 2 - Normal | Non-Statutory | Preventive | Medium |  |  | 4y4M
324 | Royal North Shore Hospital | RN43 - P1 Multi Storey Car Park | Mezzanine | RN43.ME.004 | \Locations\Royal North Shore Hospital\RN43 - P1 Multi Storey Car Park\Mezzanine | \Geography\Oceania\Australia\New South Wales\Sydney Northern\Willoughby\St Leonards | \Organizations\101-NSW Health\8899-NSLHD | RN-002311 | Fire Extinguisher - ABE Powder | Fire Extinguisher - ABE Powder - RN43.ME.004 | \Classifications\Specification Class\Building Equipment\Fire Protection\Fire Protection Specialities\Fire Extinguishers\Powder | Fire Suppression, Portable Fire Extinguisher, Dry Chemical Powder, ABE | FS-PFE-DCP-ABE | \Classifications\Specification Class\VBIS\FS - Fire Suppression\FS-PFE - Portable Fire Extinguisher\FS-PFE-DCP - Dry Chemical Powder\FS-PFE-DCP-ABE - ABE |  | BSA | 9.0kg |  |  | RN-002311 | [6 empty] | 2023-07-25 | 2 - Normal | 2 - Good | 2 - Medium |  | 2 - Normal | Statutory | Preventive | High |  |  | 8y0M
325 | Royal North Shore Hospital | RN43 - P1 Multi Storey Car Park | Mezzanine | RN43.ME.004 | \Locations\Royal North Shore Hospital\RN43 - P1 Multi Storey Car Park\Mezzanine | \Geography\Oceania\Australia\New South Wales\Sydney Northern\Willoughby\St Leonards | \Organizations\101-NSW Health\8899-NSLHD | RN-002305 | Distribution Board - C | Distribution Board - C - RN43.ME.004 | \Classifications\Specification Class\Building Equipment\Electrical\Electrical Service & Distribution\Distribution Boards | Electrical Power, Switchboard, Main Switch Board | EP-SB-MSB | \Classifications\Specification Class\VBIS\EP - Electrical Power\EP-SB - Switchboard\EP-SB-MSB - Main Switch Board |  | EATON |  |  |  | RN-002305 | [6 empty] | 2023-07-25 | 2 - Normal | 3 - Fair | 3 - High |  | 2 - Normal | Statutory | Preventive | High |  |  | 15y0M
326 | Royal North Shore Hospital | RN43 - P1 Multi Storey Car Park | Mezzanine | RN43.ME.004 | \Locations\Royal North Shore Hospital\RN43 - P1 Multi Storey Car Park\Mezzanine | \Geography\Oceania\Australia\New South Wales\Sydney Northern\Willoughby\St Leonards | \Organizations\101-NSW Health\8899-NSLHD | RN-002304 | Air Conditioner - Split System Indoor Unit | Air Conditioner - Split System Indoor Unit - RN43.ME.004 | \Classifications\Specification Class\Building Equipment\HVAC\Terminal & Package Units\Package Units\Split Systems | Mechanical, Air Conditioning Unit | ME-ACU | \Classifications\Specification Class\VBIS\ME - Mechanical\ME-ACU - Air Conditioning Unit |  | DAIKIN | FTXS71FVMA |  | E028542 | RN-002304 | [6 empty] | 2023-07-25 | 2 - Normal | 3 - Fair | 2 - Medium |  | 2 - Normal | Statutory | Preventive | Medium |  |  | 6y0M
327 | Royal North Shore Hospital | RN43 - P1 Multi Storey Car Park | Mezzanine | RN43.ME.004 | \Locations\Royal North Shore Hospital\RN43 - P1 Multi Storey Car Park\Mezzanine | \Geography\Oceania\Australia\New South Wales\Sydney Northern\Willoughby\St Leonards | \Organizations\101-NSW Health\8899-NSLHD | RN-002312 | Hot Water Heater - Electric | Hot Water Heater - Electric - RN43.ME.004 | \Classifications\Specification Class\Building Equipment\Plumbing\Domestic Water Distribution\Hot Water Service\Hot Water Heaters | Hydraulics, Hot Water Unit, Storage Tanks, Gas | HY-HWU-ST-Ga | \Classifications\Specification Class\VBIS\HY - Hydraulics\HY-HWU - Hot Water Unit\HY-HWU-ST - Storage Tanks\HY-HWU-ST-Ga - Gas |  | RHEEM | 1102507 | 25L | 4017240 | RN-002312 | [6 empty] | 2023-07-25 | 2 - Normal | 3 - Fair | 2 - Medium |  | 2 - Normal | Statutory | Preventive | Medium |  |  | 6y0M
328 | Royal North Shore Hospital | RN43 - P1 Multi Storey Car Park | Mezzanine | RN43.ME.003 | \Locations\Royal North Shore Hospital\RN43 - P1 Multi Storey Car Park\Mezzanine | \Geography\Oceania\Australia\New South Wales\Sydney Northern\Willoughby\St Leonards | \Organizations\101-NSW Health\8899-NSLHD | RN-002313 | Hot Water Heater - Electric | Hot Water Heater - Electric - RN43.ME.003 | \Classifications\Specification Class\Building Equipment\Plumbing\Domestic Water Distribution\Hot Water Service\Hot Water Heaters | Hydraulics, Hot Water Unit, Storage Tanks, Gas | HY-HWU-ST-Ga | \Classifications\Specification Class\VBIS\HY - Hydraulics\HY-HWU - Hot Water Unit\HY-HWU-ST - Storage Tanks\HY-HWU-ST-Ga - Gas |  | RHEEM |  |  |  | RN-002313 | [6 empty] | 2023-07-25 | 2 - Normal | 3 - Fair | 2 - Medium |  | 2 - Normal | Statutory | Preventive | Medium |  |  | 6y0M | [9 empty] | Manufacturer details not reachable
329 | Royal North Shore Hospital | RN43 - P1 Multi Storey Car Park | Ground | RN43.00.006 | \Locations\Royal North Shore Hospital\RN43 - P1 Multi Storey Car Park\Ground | \Geography\Oceania\Australia\New South Wales\Sydney Northern\Willoughby\St Leonards | \Organizations\101-NSW Health\8899-NSLHD | RN-002315 | Fire Hose Reel | Fire Hose Reel - RN43.00.006 | \Classifications\Specification Class\Building Equipment\Fire Protection\Fire Protection Specialities\Fire Hose Reels | Fire Suppression, Fire Hose Reel | FS-FHR | \Classifications\Specification Class\VBIS\FS - Fire Suppression\FS-FHR - Fire Hose Reel |  | BFI | 36m |  |  | RN-002315 |  |  |  |  | 2019-01-01 |  | 2023-07-25 | 2 - Normal | 4 - Poor | 2 - Medium | Poor condition | 2 - Normal | Statutory | Preventive | High |  |  | 10y4M
330 | Royal North Shore Hospital | RN43 - P1 Multi Storey Car Park | Ground | RN43.00.006 | \Locations\Royal North Shore Hospital\RN43 - P1 Multi Storey Car Park\Ground | \Geography\Oceania\Australia\New South Wales\Sydney Northern\Willoughby\St Leonards | \Organizations\101-NSW Health\8899-NSLHD | RN-002314 | Emergency Exit Sign | Emergency Exit Sign - RN43.00.006 | \Classifications\Specification Class\Building Equipment\Electrical\Other Electrical Systems\Emergency Light & Power Systems\Emergency Evacuation Lighting | Electrical Lighting, Emergency Lighting, Testing | EL-EL-Te | \Classifications\Specification Class\VBIS\EL - Electrical Lighting\EL-EL - Emergency Lighting\EL-EL-Te - Testing |  | CLEVERTRONICS | 24m |  |  | RN-002314 | [6 empty] | 2023-07-25 | 2 - Normal | 3 - Fair | 2 - Medium |  | 2 - Normal | Statutory | Preventive | High |  |  | 15y0M
331 | Royal North Shore Hospital | RN43 - P1 Multi Storey Car Park | Ground | RN43.00.006 | \Locations\Royal North Shore Hospital\RN43 - P1 Multi Storey Car Park\Ground | \Geography\Oceania\Australia\New South Wales\Sydney Northern\Willoughby\St Leonards | \Organizations\101-NSW Health\8899-NSLHD | RN-002321 | Fire Door - Single Leaf | Fire Door - Single Leaf - RN43.00.006 | \Classifications\Specification Class\Building Equipment\Fire Protection\Fire Protection Specialities\Fire Doors | Structure, Doors Fire Rated | ST-DFR | \Classifications\Specification Class\VBIS\ST - Structure\ST-DFR - Doors Fire Rated |  | TERRYS TRADING | FRL -/120/30 |  | 10674 | RN-002321 |  |  |  |  | 2005-01-01 |  | 2023-07-25 | 2 - Normal | 3 - Fair | 2 - Medium |  | 2 - Normal | Statutory | Preventive | High |  |  | 6y4M
332 | Royal North Shore Hospital | RN43 - P1 Multi Storey Car Park | Ground | RN43.00.007 | \Locations\Royal North Shore Hospital\RN43 - P1 Multi Storey Car Park\Ground | \Geography\Oceania\Australia\New South Wales\Sydney Northern\Willoughby\St Leonards | \Organizations\101-NSW Health\8899-NSLHD | RN-002327 | Fire Hose Reel | Fire Hose Reel - RN43.00.007 | \Classifications\Specification Class\Building Equipment\Fire Protection\Fire Protection Specialities\Fire Hose Reels | Fire Suppression, Fire Hose Reel | FS-FHR | \Classifications\Specification Class\VBIS\FS - Fire Suppression\FS-FHR - Fire Hose Reel |  | FIREQUIP | 36m |  |  | RN-002327 |  |  |  |  | 2016-01-01 |  | 2023-07-25 | 2 - Normal | 4 - Poor | 2 - Medium | Poor condition | 2 - Normal | Statutory | Preventive | High |  |  | 7y4M
333 | Royal North Shore Hospital | RN43 - P1 Multi Storey Car Park | Ground | RN43.00.007 | \Locations\Royal North Shore Hospital\RN43 - P1 Multi Storey Car Park\Ground | \Geography\Oceania\Australia\New South Wales\Sydney Northern\Willoughby\St Leonards | \Organizations\101-NSW Health\8899-NSLHD | RN-002329 | Fire Hydrant - Internal Landing Valve | Fire Hydrant - Internal Landing Valve - RN43.00.007 | \Classifications\Specification Class\Building Equipment\Fire Protection\Hydrants | Fire Suppression, Fire Hydrant, Internal Landing Valve | FS-FH-ILV | \Classifications\Specification Class\VBIS\FS - Fire Suppression\FS-FH - Fire Hydrant\FS-FH-ILV - Internal Landing Valve |  | UNKNOWN |  |  |  | RN-002329 | [6 empty] | 2023-07-25 | 2 - Normal | 3 - Fair | 2 - Medium |  | 2 - Normal | Statutory | Preventive | High |  |  | 15y0M
334 | Royal North Shore Hospital | RN43 - P1 Multi Storey Car Park | Ground | RN43.00.007 | \Locations\Royal North Shore Hospital\RN43 - P1 Multi Storey Car Park\Ground | \Geography\Oceania\Australia\New South Wales\Sydney Northern\Willoughby\St Leonards | \Organizations\101-NSW Health\8899-NSLHD | RN-002334 | Emergency Exit Sign | Emergency Exit Sign - RN43.00.007 | \Classifications\Specification Class\Building Equipment\Electrical\Other Electrical Systems\Emergency Light & Power Systems\Emergency Evacuation Lighting | Electrical Lighting, Emergency Lighting, Testing | EL-EL-Te | \Classifications\Specification Class\VBIS\EL - Electrical Lighting\EL-EL - Emergency Lighting\EL-EL-Te - Testing |  | CLEVERTRONICS | 24m |  |  | RN-002334 | [6 empty] | 2023-07-25 | 2 - Normal | 3 - Fair | 2 - Medium |  | 2 - Normal | Statutory | Preventive | High |  |  | 15y0M
335 | Royal North Shore Hospital | RN43 - P1 Multi Storey Car Park | Lower Ground | RN43.LG.001 | \Locations\Royal North Shore Hospital\RN43 - P1 Multi Storey Car Park | \Geography\Oceania\Australia\New South Wales\Sydney Northern\Willoughby\St Leonards | \Organizations\101-NSW Health\8899-NSLHD | RN-002323 | Emergency Exit Sign | Emergency Exit Sign - RN43.LG.001 | \Classifications\Specification Class\Building Equipment\Electrical\Other Electrical Systems\Emergency Light & Power Systems\Emergency Evacuation Lighting | Electrical Lighting, Emergency Lighting, Testing | EL-EL-Te | \Classifications\Specification Class\VBIS\EL - Electrical Lighting\EL-EL - Emergency Lighting\EL-EL-Te - Testing |  | CLEVERTRONICS | 24m |  |  | RN-002323 | [6 empty] | 2023-07-25 | 2 - Normal | 3 - Fair | 2 - Medium |  | 2 - Normal | Statutory | Preventive | High |  |  | 15y0M
336 | Royal North Shore Hospital | RN43 - P1 Multi Storey Car Park | Lower Ground | RN43.LG.001 | \Locations\Royal North Shore Hospital\RN43 - P1 Multi Storey Car Park | \Geography\Oceania\Australia\New South Wales\Sydney Northern\Willoughby\St Leonards | \Organizations\101-NSW Health\8899-NSLHD | RN-002325 | Emergency Exit Sign | Emergency Exit Sign - RN43.LG.001 | \Classifications\Specification Class\Building Equipment\Electrical\Other Electrical Systems\Emergency Light & Power Systems\Emergency Evacuation Lighting | Electrical Lighting, Emergency Lighting, Testing | EL-EL-Te | \Classifications\Specification Class\VBIS\EL - Electrical Lighting\EL-EL - Emergency Lighting\EL-EL-Te - Testing |  | CLEVERTRONICS | 24m |  |  | RN-002325 | [6 empty] | 2023-07-25 | 2 - Normal | 3 - Fair | 2 - Medium |  | 2 - Normal | Statutory | Preventive | High |  |  | 15y0M
337 | Royal North Shore Hospital | RN43 - P1 Multi Storey Car Park | Lower Ground | RN43.LG.001 | \Locations\Royal North Shore Hospital\RN43 - P1 Multi Storey Car Park | \Geography\Oceania\Australia\New South Wales\Sydney Northern\Willoughby\St Leonards | \Organizations\101-NSW Health\8899-NSLHD | RN-002332 | Emergency Exit Sign | Emergency Exit Sign - RN43.LG.001 | \Classifications\Specification Class\Building Equipment\Electrical\Other Electrical Systems\Emergency Light & Power Systems\Emergency Evacuation Lighting | Electrical Lighting, Emergency Lighting, Testing | EL-EL-Te | \Classifications\Specification Class\VBIS\EL - Electrical Lighting\EL-EL - Emergency Lighting\EL-EL-Te - Testing |  | CLEVERTRONICS | 24m |  |  | RN-002332 | [6 empty] | 2023-07-25 | 2 - Normal | 3 - Fair | 2 - Medium |  | 2 - Normal | Statutory | Preventive | High |  |  | 15y0M
338 | Royal North Shore Hospital | RN43 - P1 Multi Storey Car Park | Lower Ground | RN43.LG.001 | \Locations\Royal North Shore Hospital\RN43 - P1 Multi Storey Car Park | \Geography\Oceania\Australia\New South Wales\Sydney Northern\Willoughby\St Leonards | \Organizations\101-NSW Health\8899-NSLHD | RN-002335 | Emergency Exit Sign | Emergency Exit Sign - RN43.LG.001 | \Classifications\Specification Class\Building Equipment\Electrical\Other Electrical Systems\Emergency Light & Power Systems\Emergency Evacuation Lighting | Electrical Lighting, Emergency Lighting, Testing | EL-EL-Te | \Classifications\Specification Class\VBIS\EL - Electrical Lighting\EL-EL - Emergency Lighting\EL-EL-Te - Testing |  | CLEVERTRONICS | 24m |  |  | RN-002335 | [6 empty] | 2023-07-25 | 2 - Normal | 3 - Fair | 2 - Medium |  | 2 - Normal | Statutory | Preventive | High |  |  | 15y0M
339 | Royal North Shore Hospital | RN43 - P1 Multi Storey Car Park | Lower Ground | RN43.LG.001 | \Locations\Royal North Shore Hospital\RN43 - P1 Multi Storey Car Park | \Geography\Oceania\Australia\New South Wales\Sydney Northern\Willoughby\St Leonards | \Organizations\101-NSW Health\8899-NSLHD | RN-002324 | Main Switchboard | Main Switchboard - RN43.LG.001 | \Classifications\Specification Class\Building Equipment\Electrical\Electrical Service & Distribution\Distribution Boards | Electrical Power, Switchboard, Main Switch Board | EP-SB-MSB | \Classifications\Specification Class\VBIS\EP - Electrical Power\EP-SB - Switchboard\EP-SB-MSB - Main Switch Board |  | GOSFORD ELECTRICAL MANUFACTURING |  |  |  | RN-002324 |  |  |  |  | 2013-01-01 |  | 2023-07-25 | 2 - Normal | 3 - Fair | 3 - High |  | 2 - Normal | Statutory | Preventive | High |  |  | 14y4M
340 | Royal North Shore Hospital | RN43 - P1 Multi Storey Car Park | Lower Ground | RN43.LG.002 | \Locations\Royal North Shore Hospital\RN43 - P1 Multi Storey Car Park | \Geography\Oceania\Australia\New South Wales\Sydney Northern\Willoughby\St Leonards | \Organizations\101-NSW Health\8899-NSLHD | RN-002336 | Emergency Exit Sign | Emergency Exit Sign - RN43.LG.002 | \Classifications\Specification Class\Building Equipment\Electrical\Other Electrical Systems\Emergency Light & Power Systems\Emergency Evacuation Lighting | Electrical Lighting, Emergency Lighting, Testing | EL-EL-Te | \Classifications\Specification Class\VBIS\EL - Electrical Lighting\EL-EL - Emergency Lighting\EL-EL-Te - Testing |  | CLEVERTRONICS | 24m |  |  | RN-002336 | [6 empty] | 2023-07-25 | 2 - Normal | 3 - Fair | 2 - Medium |  | 2 - Normal | Statutory | Preventive | High |  |  | 15y0M
341 | Royal North Shore Hospital | RN43 - P1 Multi Storey Car Park | Lower Ground | RN43.LG.002 | \Locations\Royal North Shore Hospital\RN43 - P1 Multi Storey Car Park | \Geography\Oceania\Australia\New South Wales\Sydney Northern\Willoughby\St Leonards | \Organizations\101-NSW Health\8899-NSLHD | RN-002339 | Emergency Exit Sign | Emergency Exit Sign - RN43.LG.002 | \Classifications\Specification Class\Building Equipment\Electrical\Other Electrical Systems\Emergency Light & Power Systems\Emergency Evacuation Lighting | Electrical Lighting, Emergency Lighting, Testing | EL-EL-Te | \Classifications\Specification Class\VBIS\EL - Electrical Lighting\EL-EL - Emergency Lighting\EL-EL-Te - Testing |  | CLEVERTRONICS | 24m |  |  | RN-002339 | [6 empty] | 2023-07-25 | 2 - Normal | 3 - Fair | 2 - Medium |  | 2 - Normal | Statutory | Preventive | High |  |  | 15y0M
342 | Royal North Shore Hospital | RN43 - P1 Multi Storey Car Park | Lower Ground | RN43.LG.002 | \Locations\Royal North Shore Hospital\RN43 - P1 Multi Storey Car Park | \Geography\Oceania\Australia\New South Wales\Sydney Northern\Willoughby\St Leonards | \Organizations\101-NSW Health\8899-NSLHD | RN-002340 | Emergency Exit Sign | Emergency Exit Sign - RN43.LG.002 | \Classifications\Specification Class\Building Equipment\Electrical\Other Electrical Systems\Emergency Light & Power Systems\Emergency Evacuation Lighting | Electrical Lighting, Emergency Lighting, Testing | EL-EL-Te | \Classifications\Specification Class\VBIS\EL - Electrical Lighting\EL-EL - Emergency Lighting\EL-EL-Te - Testing |  | CLEVERTRONICS | 24m |  |  | RN-002340 | [6 empty] | 2023-07-25 | 2 - Normal | 3 - Fair | 2 - Medium |  | 2 - Normal | Statutory | Preventive | High |  |  | 15y0M
343 | Royal North Shore Hospital | RN43 - P1 Multi Storey Car Park | Lower Ground | RN43.LG.002 | \Locations\Royal North Shore Hospital\RN43 - P1 Multi Storey Car Park | \Geography\Oceania\Australia\New South Wales\Sydney Northern\Willoughby\St Leonards | \Organizations\101-NSW Health\8899-NSLHD | RN-002338 | Emergency Exit Sign | Emergency Exit Sign - RN43.LG.002 | \Classifications\Specification Class\Building Equipment\Electrical\Other Electrical Systems\Emergency Light & Power Systems\Emergency Evacuation Lighting | Electrical Lighting, Emergency Lighting, Testing | EL-EL-Te | \Classifications\Specification Class\VBIS\EL - Electrical Lighting\EL-EL - Emergency Lighting\EL-EL-Te - Testing |  | CLEVERTRONICS | 24m |  |  | RN-002338 | [6 empty] | 2023-07-25 | 2 - Normal | 3 - Fair | 2 - Medium |  | 2 - Normal | Statutory | Preventive | High |  |  | 15y0M
344 | Royal North Shore Hospital | RN43 - P1 Multi Storey Car Park | Lower Ground | RN43.LG.004 | \Locations\Royal North Shore Hospital\RN43 - P1 Multi Storey Car Park | \Geography\Oceania\Australia\New South Wales\Sydney Northern\Willoughby\St Leonards | \Organizations\101-NSW Health\8899-NSLHD | RN-002337 | Fire Door - Single Leaf | Fire Door - Single Leaf - RN43.LG.004 | \Classifications\Specification Class\Building Equipment\Fire Protection\Fire Protection Specialities\Fire Doors | Structure, Doors Fire Rated | ST-DFR | \Classifications\Specification Class\VBIS\ST - Structure\ST-DFR - Doors Fire Rated |  | TERRYS TRADING | FRL -/120/30 |  | 10673 | RN-002337 |  |  |  |  | 2005-01-01 |  | 2023-07-25 | 2 - Normal | 3 - Fair | 2 - Medium |  | 2 - Normal | Statutory | Preventive | High |  |  | 6y4M
345 | Royal North Shore Hospital | RN43 - P1 Multi Storey Car Park | Lower Ground | RN43.LG.004 | \Locations\Royal North Shore Hospital\RN43 - P1 Multi Storey Car Park | \Geography\Oceania\Australia\New South Wales\Sydney Northern\Willoughby\St Leonards | \Organizations\101-NSW Health\8899-NSLHD | RN-002345 | Fire Hydrant - Internal Landing Valve | Fire Hydrant - Internal Landing Valve - RN43.LG.004 | \Classifications\Specification Class\Building Equipment\Fire Protection\Hydrants | Fire Suppression, Fire Hydrant, Internal Landing Valve | FS-FH-ILV | \Classifications\Specification Class\VBIS\FS - Fire Suppression\FS-FH - Fire Hydrant\FS-FH-ILV - Internal Landing Valve |  | UNKNOWN |  |  |  | RN-002345 | [6 empty] | 2023-07-25 | 2 - Normal | 3 - Fair | 2 - Medium |  | 2 - Normal | Statutory | Preventive | High |  |  | 15y0M
346 | Royal North Shore Hospital | RN43 - P1 Multi Storey Car Park | Lower Ground | RN43.LG.004 | \Locations\Royal North Shore Hospital\RN43 - P1 Multi Storey Car Park | \Geography\Oceania\Australia\New South Wales\Sydney Northern\Willoughby\St Leonards | \Organizations\101-NSW Health\8899-NSLHD | RN-002344 | Fire Hose Reel | Fire Hose Reel - RN43.LG.004 | \Classifications\Specification Class\Building Equipment\Fire Protection\Fire Protection Specialities\Fire Hose Reels | Fire Suppression, Fire Hose Reel | FS-FHR | \Classifications\Specification Class\VBIS\FS - Fire Suppression\FS-FHR - Fire Hose Reel |  | BFI | 36m |  |  | RN-002344 |  |  |  |  | 2018-01-01 |  | 2023-07-25 | 2 - Normal | 3 - Fair | 2 - Medium |  | 2 - Normal | Statutory | Preventive | High |  |  | 9y4M
347 | Royal North Shore Hospital | RN43 - P1 Multi Storey Car Park | Lower Ground | RN43.LG.002 | \Locations\Royal North Shore Hospital\RN43 - P1 Multi Storey Car Park | \Geography\Oceania\Australia\New South Wales\Sydney Northern\Willoughby\St Leonards | \Organizations\101-NSW Health\8899-NSLHD | RN-002343 | Boom Gate | Boom Gate - RN43.LG.002 | \Classifications\Specification Class\Building Equipment\Electrical\Other Electrical Systems\Other Special Systems & Devices\Boom Gates | Security, Access Control, Boomgate | SE-ACon-Bo | \Classifications\Specification Class\VBIS\SE - Security\SE-ACon - Access Control\SE-ACon-Bo - Boomgate |  | MECCANICA FADINI | 9803DXL |  | 9803DXL08210008 | RN-002343 | [6 empty] | 2023-07-25 | 2 - Normal | 3 - Fair | 2 - Medium |  | 2 - Normal | Non-Statutory | Preventive | Medium |  |  | 4y9M
348 | Royal North Shore Hospital | RN43 - P1 Multi Storey Car Park | Ground | RN43.00.001 | \Locations\Royal North Shore Hospital\RN43 - P1 Multi Storey Car Park\Ground\RN43.00.001 Stairway | \Geography\Oceania\Australia\New South Wales\Sydney Northern\Willoughby\St Leonards | \Organizations\101-NSW Health\8899-NSLHD | RN-002348 | Fire Hydrant - Booster Assembly (Dual) - Town Main | Fire Hydrant - Booster Assembly (Dual) - Town Main - RN43.00.001 | \Classifications\Specification Class\Building Equipment\Fire Protection\Hydrants | Fire Suppression, Fire Hydrant, Internal Landing Valve | FS-FH-ILV | \Classifications\Specification Class\VBIS\FS - Fire Suppression\FS-FH - Fire Hydrant\FS-FH-ILV - Internal Landing Valve |  | UNKNOWN |  |  |  | RN-002348 | [6 empty] | 2023-07-25 | 2 - Normal | 3 - Fair | 2 - Medium |  | 2 - Normal | Statutory | Preventive | High |  |  | 15y0M
349 | Royal North Shore Hospital | RN43 - P1 Multi Storey Car Park | Ground | RN43.00.001 | \Locations\Royal North Shore Hospital\RN43 - P1 Multi Storey Car Park\Ground\RN43.00.001 Stairway | \Geography\Oceania\Australia\New South Wales\Sydney Northern\Willoughby\St Leonards | \Organizations\101-NSW Health\8899-NSLHD | RN-002347 | Fire Hydrant - Booster Assembly (Dual) - Drencher Booster | Fire Hydrant - Booster Assembly (Dual) - Drencher Booster - RN43.00.001 | \Classifications\Specification Class\Building Equipment\Fire Protection\Hydrants | Fire Suppression, Fire Hydrant, Internal Landing Valve | FS-FH-ILV | \Classifications\Specification Class\VBIS\FS - Fire Suppression\FS-FH - Fire Hydrant\FS-FH-ILV - Internal Landing Valve |  | UNKNOWN |  |  |  | RN-002347 | [6 empty] | 2023-07-25 | 2 - Normal | 3 - Fair | 2 - Medium |  | 2 - Normal | Statutory | Preventive | High |  |  | 15y0M
350 | Royal North Shore Hospital | RN38 - Child Care Centre | Ground | RN38.00.003 | \Locations\Royal North Shore Hospital\RN38 - Child Care Centre\Ground\RN38.00.003 Common Area | \Geography\Oceania\Australia\New South Wales\Sydney Northern\Willoughby\St Leonards | \Organizations\101-NSW Health\8899-NSLHD | RN-001937 | Emergency Light | Emergency Light - RN38.00.003 | \Classifications\Specification Class\Building Equipment\Electrical\Other Electrical Systems\Emergency Light & Power Systems\Emergency Evacuation Lighting | Electrical Lighting, Emergency Lighting, Testing | EL-EL-Te | \Classifications\Specification Class\VBIS\EL - Electrical Lighting\EL-EL - Emergency Lighting\EL-EL-Te - Testing |  | STANILITE |  |  |  | RN-001937 | [6 empty] | 2023-07-25 | 2 - Normal | 3 - Fair | 2 - Medium |  | 2 - Normal | Statutory | Preventive | High |  |  | 15y0M
351 | Royal North Shore Hospital | RN38 - Child Care Centre | Ground | RN38.00.128 | \Locations\Royal North Shore Hospital\RN38 - Child Care Centre\Ground\RN38.00.128 Play Area | \Geography\Oceania\Australia\New South Wales\Sydney Northern\Willoughby\St Leonards | \Organizations\101-NSW Health\8899-NSLHD | RN-001946 | Emergency Light | Emergency Light - RN38.00.128 | \Classifications\Specification Class\Building Equipment\Electrical\Other Electrical Systems\Emergency Light & Power Systems\Emergency Evacuation Lighting | Electrical Lighting, Emergency Lighting, Testing | EL-EL-Te | \Classifications\Specification Class\VBIS\EL - Electrical Lighting\EL-EL - Emergency Lighting\EL-EL-Te - Testing |  | STANILITE |  |  |  | RN-001946 | [6 empty] | 2023-07-25 | 2 - Normal | 3 - Fair | 2 - Medium |  | 2 - Normal | Statutory | Preventive | High |  |  | 15y0M
352 | Royal North Shore Hospital | RN38 - Child Care Centre | Ground | RN38.00.127 | \Locations\Royal North Shore Hospital\RN38 - Child Care Centre\Ground\RN38.00.127 Play Area | \Geography\Oceania\Australia\New South Wales\Sydney Northern\Willoughby\St Leonards | \Organizations\101-NSW Health\8899-NSLHD | RN-002007 | Emergency Light | Emergency Light - RN38.00.127 | \Classifications\Specification Class\Building Equipment\Electrical\Other Electrical Systems\Emergency Light & Power Systems\Emergency Evacuation Lighting | Electrical Lighting, Emergency Lighting, Testing | EL-EL-Te | \Classifications\Specification Class\VBIS\EL - Electrical Lighting\EL-EL - Emergency Lighting\EL-EL-Te - Testing |  | STANILITE |  |  |  | RN-002007 | [6 empty] | 2023-07-25 | 2 - Normal | 3 - Fair | 2 - Medium |  | 2 - Normal | Statutory | Preventive | High |  |  | 15y0M
353 | Royal North Shore Hospital | RN38 - Child Care Centre | Ground | RN38.00.123 | \Locations\Royal North Shore Hospital\RN38 - Child Care Centre\Ground\RN38.00.123 Play Area | \Geography\Oceania\Australia\New South Wales\Sydney Northern\Willoughby\St Leonards | \Organizations\101-NSW Health\8899-NSLHD | RN-002025 | Emergency Light | Emergency Light - RN38.00.123 | \Classifications\Specification Class\Building Equipment\Electrical\Other Electrical Systems\Emergency Light & Power Systems\Emergency Evacuation Lighting | Electrical Lighting, Emergency Lighting, Testing | EL-EL-Te | \Classifications\Specification Class\VBIS\EL - Electrical Lighting\EL-EL - Emergency Lighting\EL-EL-Te - Testing |  | STANILITE |  |  |  | RN-002025 | [6 empty] | 2023-07-25 | 2 - Normal | 3 - Fair | 2 - Medium |  | 2 - Normal | Statutory | Preventive | High |  |  | 15y0M
354 | Royal North Shore Hospital | RN38 - Child Care Centre | Ground | RN38.00.003 | \Locations\Royal North Shore Hospital\RN38 - Child Care Centre\Ground\RN38.00.003 Common Area | \Geography\Oceania\Australia\New South Wales\Sydney Northern\Willoughby\St Leonards | \Organizations\101-NSW Health\8899-NSLHD | RN-001933 | Emergency Light | Emergency Light - RN38.00.003 | \Classifications\Specification Class\Building Equipment\Electrical\Other Electrical Systems\Emergency Light & Power Systems\Emergency Evacuation Lighting | Electrical Lighting, Emergency Lighting, Testing | EL-EL-Te | \Classifications\Specification Class\VBIS\EL - Electrical Lighting\EL-EL - Emergency Lighting\EL-EL-Te - Testing |  | STANILITE |  |  |  | RN-001933 | [6 empty] | 2023-07-25 | 2 - Normal | 3 - Fair | 2 - Medium |  | 2 - Normal | Statutory | Preventive | High |  |  | 15y0M
355 | Royal North Shore Hospital | RN38 - Child Care Centre | Ground | RN38.00.003 | \Locations\Royal North Shore Hospital\RN38 - Child Care Centre\Ground\RN38.00.003 Common Area | \Geography\Oceania\Australia\New South Wales\Sydney Northern\Willoughby\St Leonards | \Organizations\101-NSW Health\8899-NSLHD | RN-001934 | Emergency Light | Emergency Light - RN38.00.003 | \Classifications\Specification Class\Building Equipment\Electrical\Other Electrical Systems\Emergency Light & Power Systems\Emergency Evacuation Lighting | Electrical Lighting, Emergency Lighting, Testing | EL-EL-Te | \Classifications\Specification Class\VBIS\EL - Electrical Lighting\EL-EL - Emergency Lighting\EL-EL-Te - Testing |  | STANILITE |  |  |  | RN-001934 | [6 empty] | 2023-07-25 | 2 - Normal | 3 - Fair | 2 - Medium |  | 2 - Normal | Statutory | Preventive | High |  |  | 15y0M
356 | Royal North Shore Hospital | RN38 - Child Care Centre | Ground | RN38.00.001 | \Locations\Royal North Shore Hospital\RN38 - Child Care Centre\Ground\RN38.00.001 Front Entry | \Geography\Oceania\Australia\New South Wales\Sydney Northern\Willoughby\St Leonards | \Organizations\101-NSW Health\8899-NSLHD | RN-001975 | Emergency Light | Emergency Light - RN38.00.001 | \Classifications\Specification Class\Building Equipment\Electrical\Other Electrical Systems\Emergency Light & Power Systems\Emergency Evacuation Lighting | Electrical Lighting, Emergency Lighting, Testing | EL-EL-Te | \Classifications\Specification Class\VBIS\EL - Electrical Lighting\EL-EL - Emergency Lighting\EL-EL-Te - Testing |  | STANILITE |  |  |  | RN-001975 | [6 empty] | 2023-07-25 | 2 - Normal | 3 - Fair | 2 - Medium |  | 2 - Normal | Statutory | Preventive | High |  |  | 15y0M
357 | Royal North Shore Hospital | RN38 - Child Care Centre | Ground | RN38.00.001 | \Locations\Royal North Shore Hospital\RN38 - Child Care Centre\Ground\RN38.00.001 Front Entry | \Geography\Oceania\Australia\New South Wales\Sydney Northern\Willoughby\St Leonards | \Organizations\101-NSW Health\8899-NSLHD | RN-001980 | Emergency Light | Emergency Light - RN38.00.001 | \Classifications\Specification Class\Building Equipment\Electrical\Other Electrical Systems\Emergency Light & Power Systems\Emergency Evacuation Lighting | Electrical Lighting, Emergency Lighting, Testing | EL-EL-Te | \Classifications\Specification Class\VBIS\EL - Electrical Lighting\EL-EL - Emergency Lighting\EL-EL-Te - Testing |  | STANILITE |  |  |  | RN-001980 | [6 empty] | 2023-07-25 | 2 - Normal | 3 - Fair | 2 - Medium |  | 2 - Normal | Statutory | Preventive | High |  |  | 15y0M
358 | Royal North Shore Hospital | RN38 - Child Care Centre | Ground | RN38.00.002 | \Locations\Royal North Shore Hospital\RN38 - Child Care Centre\Ground\RN38.00.002 Corridor | \Geography\Oceania\Australia\New South Wales\Sydney Northern\Willoughby\St Leonards | \Organizations\101-NSW Health\8899-NSLHD | RN-001900 | Emergency Light | Emergency Light - RN38.00.002 | \Classifications\Specification Class\Building Equipment\Electrical\Other Electrical Systems\Emergency Light & Power Systems\Emergency Evacuation Lighting | Electrical Lighting, Emergency Lighting, Testing | EL-EL-Te | \Classifications\Specification Class\VBIS\EL - Electrical Lighting\EL-EL - Emergency Lighting\EL-EL-Te - Testing |  | STANILITE |  |  |  | RN-001900 | [6 empty] | 2023-07-25 | 2 - Normal | 3 - Fair | 2 - Medium |  | 2 - Normal | Statutory | Preventive | High |  |  | 15y0M
359 | Royal North Shore Hospital | RN38 - Child Care Centre | Ground | RN38.00.002 | \Locations\Royal North Shore Hospital\RN38 - Child Care Centre\Ground\RN38.00.002 Corridor | \Geography\Oceania\Australia\New South Wales\Sydney Northern\Willoughby\St Leonards | \Organizations\101-NSW Health\8899-NSLHD | RN-001902 | Emergency Light | Emergency Light - RN38.00.002 | \Classifications\Specification Class\Building Equipment\Electrical\Other Electrical Systems\Emergency Light & Power Systems\Emergency Evacuation Lighting | Electrical Lighting, Emergency Lighting, Testing | EL-EL-Te | \Classifications\Specification Class\VBIS\EL - Electrical Lighting\EL-EL - Emergency Lighting\EL-EL-Te - Testing |  | STANILITE |  |  |  | RN-001902 | [6 empty] | 2023-07-25 | 2 - Normal | 3 - Fair | 2 - Medium |  | 2 - Normal | Statutory | Preventive | High |  |  | 15y0M
360 | Royal North Shore Hospital | RN38 - Child Care Centre | Ground | RN38.00.001 | \Locations\Royal North Shore Hospital\RN38 - Child Care Centre\Ground\RN38.00.001 Front Entry | \Geography\Oceania\Australia\New South Wales\Sydney Northern\Willoughby\St Leonards | \Organizations\101-NSW Health\8899-NSLHD | RN-001976 | Emergency Exit Sign | Emergency Exit Sign - RN38.00.001 | \Classifications\Specification Class\Building Equipment\Electrical\Other Electrical Systems\Emergency Light & Power Systems\Emergency Evacuation Lighting | Electrical Lighting, Emergency Lighting, Testing | EL-EL-Te | \Classifications\Specification Class\VBIS\EL - Electrical Lighting\EL-EL - Emergency Lighting\EL-EL-Te - Testing |  | STANILITE | 24m |  |  | RN-001976 | [6 empty] | 2023-07-25 | 2 - Normal | 2 - Good | 2 - Medium |  | 2 - Normal | Statutory | Preventive | High |  |  | 20y0M
361 | Royal North Shore Hospital | RN38 - Child Care Centre | Ground | RN38.00.001 | \Locations\Royal North Shore Hospital\RN38 - Child Care Centre\Ground\RN38.00.001 Front Entry | \Geography\Oceania\Australia\New South Wales\Sydney Northern\Willoughby\St Leonards | \Organizations\101-NSW Health\8899-NSLHD | RN-001978 | Smoke Detector | Smoke Detector - RN38.00.001 | \Classifications\Specification Class\Building Equipment\Fire Protection\Fire Alarm Systems\Smoke Detectors | Fire Detection, Fire Detectors, Smoke | FD-FD-Sm | \Classifications\Specification Class\VBIS\FD - Fire Detection\FD-FD - Fire Detectors\FD-FD-Sm - Smoke |  | UNKNOWN |  |  |  | RN-001978 | [6 empty] | 2023-07-25 | 2 - Normal | 2 - Good | 2 - Medium |  | 2 - Normal | Statutory | Preventive | High |  |  | 16y0M
362 | Royal North Shore Hospital | RN38 - Child Care Centre | Ground | RN38.00.001 | \Locations\Royal North Shore Hospital\RN38 - Child Care Centre\Ground\RN38.00.001 Front Entry | \Geography\Oceania\Australia\New South Wales\Sydney Northern\Willoughby\St Leonards | \Organizations\101-NSW Health\8899-NSLHD | RN-001979 | Smoke Detector | Smoke Detector - RN38.00.001 | \Classifications\Specification Class\Building Equipment\Fire Protection\Fire Alarm Systems\Smoke Detectors | Fire Detection, Fire Detectors, Smoke | FD-FD-Sm | \Classifications\Specification Class\VBIS\FD - Fire Detection\FD-FD - Fire Detectors\FD-FD-Sm - Smoke |  | UNKNOWN |  |  |  | RN-001979 | [6 empty] | 2023-07-25 | 2 - Normal | 2 - Good | 2 - Medium |  | 2 - Normal | Statutory | Preventive | High |  |  | 16y0M
363 | Royal North Shore Hospital | RN38 - Child Care Centre | Ground | RN38.00.001 | \Locations\Royal North Shore Hospital\RN38 - Child Care Centre\Ground\RN38.00.001 Front Entry | \Geography\Oceania\Australia\New South Wales\Sydney Northern\Willoughby\St Leonards | \Organizations\101-NSW Health\8899-NSLHD | RN-001977 | Fire Indicator Panel | Fire Indicator Panel - RN38.00.001 | \Classifications\Specification Class\Building Equipment\Fire Protection\Fire Alarm Systems\Fire Alarm Panels | Fire Detection, Fire Detection Control Indicating Equipment, Main Panel | FD-FDCIE-MP | \Classifications\Specification Class\VBIS\FD - Fire Detection\FD-FDCIE - Fire Detection Control Indicating Equipment\FD-FDCIE-MP - Main Panel |  | TYCO | VIGILANT MX1 |  |  | RN-001977 | [6 empty] | 2023-07-25 | 2 - Normal | 2 - Good | 3 - High |  | 2 - Normal | Statutory | Preventive | High |  |  | 9y7M
364 | Royal North Shore Hospital | RN38 - Child Care Centre | Ground | RN38.00.001 | \Locations\Royal North Shore Hospital\RN38 - Child Care Centre\Ground\RN38.00.001 Front Entry | \Geography\Oceania\Australia\New South Wales\Sydney Northern\Willoughby\St Leonards | \Organizations\101-NSW Health\8899-NSLHD | RN-002000 | Air Conditioner - Split System Indoor Unit | Air Conditioner - Split System Indoor Unit - RN38.00.001 | \Classifications\Specification Class\Building Equipment\HVAC\Terminal & Package Units\Package Units\Split Systems | Mechanical, Air Conditioning Unit | ME-ACU | \Classifications\Specification Class\VBIS\ME - Mechanical\ME-ACU - Air Conditioning Unit |  | FUJITSU |  |  |  | RN-002000 | [6 empty] | 2023-07-25 | 2 - Normal | 2 - Good | 2 - Medium |  | 2 - Normal | Statutory | Preventive | Medium |  |  | 8y0M | [9 empty] | Ceiling mounted
365 | Royal North Shore Hospital | RN38 - Child Care Centre | Ground | RN38.00.001 | \Locations\Royal North Shore Hospital\RN38 - Child Care Centre\Ground\RN38.00.001 Front Entry | \Geography\Oceania\Australia\New South Wales\Sydney Northern\Willoughby\St Leonards | \Organizations\101-NSW Health\8899-NSLHD | RN-001981 | Smoke Detector | Smoke Detector - RN38.00.001 | \Classifications\Specification Class\Building Equipment\Fire Protection\Fire Alarm Systems\Smoke Detectors | Fire Detection, Fire Detectors, Smoke | FD-FD-Sm | \Classifications\Specification Class\VBIS\FD - Fire Detection\FD-FD - Fire Detectors\FD-FD-Sm - Smoke |  | UNKNOWN |  |  |  | RN-001981 | [6 empty] | 2023-07-25 | 2 - Normal | 2 - Good | 2 - Medium |  | 2 - Normal | Statutory | Preventive | High |  |  | 16y0M
366 | Royal North Shore Hospital | RN38 - Child Care Centre | Ground | RN38.00.001 | \Locations\Royal North Shore Hospital\RN38 - Child Care Centre\Ground\RN38.00.001 Front Entry | \Geography\Oceania\Australia\New South Wales\Sydney Northern\Willoughby\St Leonards | \Organizations\101-NSW Health\8899-NSLHD | RN-001986 | Emergency Exit Sign | Emergency Exit Sign - RN38.00.001 | \Classifications\Specification Class\Building Equipment\Electrical\Other Electrical Systems\Emergency Light & Power Systems\Emergency Evacuation Lighting | Electrical Lighting, Emergency Lighting, Testing | EL-EL-Te | \Classifications\Specification Class\VBIS\EL - Electrical Lighting\EL-EL - Emergency Lighting\EL-EL-Te - Testing |  | STANILITE | 24m |  |  | RN-001986 | [6 empty] | 2023-07-25 | 2 - Normal | 2 - Good | 2 - Medium |  | 2 - Normal | Statutory | Preventive | High |  |  | 20y0M
367 | Royal North Shore Hospital | RN38 - Child Care Centre | Ground | RN38.00.001 | \Locations\Royal North Shore Hospital\RN38 - Child Care Centre\Ground\RN38.00.001 Front Entry | \Geography\Oceania\Australia\New South Wales\Sydney Northern\Willoughby\St Leonards | \Organizations\101-NSW Health\8899-NSLHD | RN-001989 | Security Door - Double Leaf | Security Door - Double Leaf - RN38.00.001 | \Classifications\Specification Class\Building Equipment\Building Fabric\Doors\Security Doors | Security, Access Control, Controller, Door | SE-ACon-Con-Do | \Classifications\Specification Class\VBIS\SE - Security\SE-ACon - Access Control\SE-ACon-Con - Controller\SE-ACon-Con-Do - Door |  | UNKNOWN |  |  |  | RN-001989 | [6 empty] | 2023-07-25 | 2 - Normal | 2 - Good | 2 - Medium |  | 2 - Normal | Non-Statutory | Preventive | Medium |  |  | 20y0M
368 | Royal North Shore Hospital | RN38 - Child Care Centre | Ground | RN38.00.101 | \Locations\Royal North Shore Hospital\RN38 - Child Care Centre\Ground\RN38.00.101 Interview Room | \Geography\Oceania\Australia\New South Wales\Sydney Northern\Willoughby\St Leonards | \Organizations\101-NSW Health\8899-NSLHD | RN-001982 | Smoke Detector | Smoke Detector - RN38.00.101 | \Classifications\Specification Class\Building Equipment\Fire Protection\Fire Alarm Systems\Smoke Detectors | Fire Detection, Fire Detectors, Smoke | FD-FD-Sm | \Classifications\Specification Class\VBIS\FD - Fire Detection\FD-FD - Fire Detectors\FD-FD-Sm - Smoke |  | UNKNOWN |  |  |  | RN-001982 | [6 empty] | 2023-07-25 | 2 - Normal | 2 - Good | 2 - Medium |  | 2 - Normal | Statutory | Preventive | High |  |  | 16y0M
369 | Royal North Shore Hospital | RN38 - Child Care Centre | Ground | RN38.00.101 | \Locations\Royal North Shore Hospital\RN38 - Child Care Centre\Ground\RN38.00.101 Interview Room | \Geography\Oceania\Australia\New South Wales\Sydney Northern\Willoughby\St Leonards | \Organizations\101-NSW Health\8899-NSLHD | RN-001983 | Air Conditioner - Split System Indoor Unit | Air Conditioner - Split System Indoor Unit - RN38.00.101 | \Classifications\Specification Class\Building Equipment\HVAC\Terminal & Package Units\Package Units\Split Systems | Mechanical, Air Conditioning Unit | ME-ACU | \Classifications\Specification Class\VBIS\ME - Mechanical\ME-ACU - Air Conditioning Unit |  | FUJITSU |  |  |  | RN-001983 | [6 empty] | 2023-07-25 | 2 - Normal | 2 - Good | 2 - Medium |  | 2 - Normal | Statutory | Preventive | Medium |  |  | 8y0M | [9 empty] | Ceiling mounted
370 | Royal North Shore Hospital | RN38 - Child Care Centre | Ground | RN38.00.102 | \Locations\Royal North Shore Hospital\RN38 - Child Care Centre\Ground\RN38.00.102 Pram Room | \Geography\Oceania\Australia\New South Wales\Sydney Northern\Willoughby\St Leonards | \Organizations\101-NSW Health\8899-NSLHD | RN-001984 | Smoke Detector | Smoke Detector - RN38.00.102 | \Classifications\Specification Class\Building Equipment\Fire Protection\Fire Alarm Systems\Smoke Detectors | Fire Detection, Fire Detectors, Smoke | FD-FD-Sm | \Classifications\Specification Class\VBIS\FD - Fire Detection\FD-FD - Fire Detectors\FD-FD-Sm - Smoke |  | UNKNOWN |  |  |  | RN-001984 | [6 empty] | 2023-07-25 | 2 - Normal | 2 - Good | 2 - Medium |  | 2 - Normal | Statutory | Preventive | High |  |  | 16y0M
371 | Royal North Shore Hospital | RN38 - Child Care Centre | Ground | RN38.00.103 | \Locations\Royal North Shore Hospital\RN38 - Child Care Centre\Ground\RN38.00.103 Toilet - Accessible | \Geography\Oceania\Australia\New South Wales\Sydney Northern\Willoughby\St Leonards | \Organizations\101-NSW Health\8899-NSLHD | RN-001985 | Smoke Detector | Smoke Detector - RN38.00.103 | \Classifications\Specification Class\Building Equipment\Fire Protection\Fire Alarm Systems\Smoke Detectors | Fire Detection, Fire Detectors, Smoke | FD-FD-Sm | \Classifications\Specification Class\VBIS\FD - Fire Detection\FD-FD - Fire Detectors\FD-FD-Sm - Smoke |  | UNKNOWN |  |  |  | RN-001985 | [6 empty] | 2023-07-25 | 2 - Normal | 2 - Good | 2 - Medium |  | 2 - Normal | Statutory | Preventive | High |  |  | 16y0M
372 | Royal North Shore Hospital | RN38 - Child Care Centre | Ground | RN38.00.117 | \Locations\Royal North Shore Hospital\RN38 - Child Care Centre\Ground\RN38.00.117 Reception | \Geography\Oceania\Australia\New South Wales\Sydney Northern\Willoughby\St Leonards | \Organizations\101-NSW Health\8899-NSLHD | RN-001999 | Smoke Detector | Smoke Detector - RN38.00.117 | \Classifications\Specification Class\Building Equipment\Fire Protection\Fire Alarm Systems\Smoke Detectors | Fire Detection, Fire Detectors, Smoke | FD-FD-Sm | \Classifications\Specification Class\VBIS\FD - Fire Detection\FD-FD - Fire Detectors\FD-FD-Sm - Smoke |  | UNKNOWN |  |  |  | RN-001999 | [6 empty] | 2023-07-25 | 2 - Normal | 2 - Good | 2 - Medium |  | 2 - Normal | Statutory | Preventive | High |  |  | 16y0M
373 | Royal North Shore Hospital | RN38 - Child Care Centre | Ground | RN38.00.117 | \Locations\Royal North Shore Hospital\RN38 - Child Care Centre\Ground\RN38.00.117 Reception | \Geography\Oceania\Australia\New South Wales\Sydney Northern\Willoughby\St Leonards | \Organizations\101-NSW Health\8899-NSLHD | RN-001991 | Fire Extinguisher - CO2 | Fire Extinguisher - CO2 - RN38.00.117 | \Classifications\Specification Class\Building Equipment\Fire Protection\Fire Protection Specialities\Fire Extinguishers\CO2 | Fire Suppression, Portable Fire Extinguisher, Carbon Dioxide | FS-PFE-CD | \Classifications\Specification Class\VBIS\FS - Fire Suppression\FS-PFE - Portable Fire Extinguisher\FS-PFE-CD - Carbon Dioxide |  | FIREBOX | 3.5kg |  |  | RN-001991 | [6 empty] | 2023-07-25 | 2 - Normal | 2 - Good | 2 - Medium |  | 2 - Normal | Statutory | Preventive | High |  |  | 12y0M
374 | Royal North Shore Hospital | RN38 - Child Care Centre | Ground | RN38.00.116 | \Locations\Royal North Shore Hospital\RN38 - Child Care Centre\Ground\RN38.00.116 Resource | \Geography\Oceania\Australia\New South Wales\Sydney Northern\Willoughby\St Leonards | \Organizations\101-NSW Health\8899-NSLHD | RN-001992 | Smoke Detector | Smoke Detector - RN38.00.116 | \Classifications\Specification Class\Building Equipment\Fire Protection\Fire Alarm Systems\Smoke Detectors | Fire Detection, Fire Detectors, Smoke | FD-FD-Sm | \Classifications\Specification Class\VBIS\FD - Fire Detection\FD-FD - Fire Detectors\FD-FD-Sm - Smoke |  | UNKNOWN |  |  |  | RN-001992 | [6 empty] | 2023-07-25 | 2 - Normal | 2 - Good | 2 - Medium |  | 2 - Normal | Statutory | Preventive | High |  |  | 16y0M
375 | Royal North Shore Hospital | RN38 - Child Care Centre | Ground | RN38.00.002 | \Locations\Royal North Shore Hospital\RN38 - Child Care Centre\Ground\RN38.00.002 Corridor | \Geography\Oceania\Australia\New South Wales\Sydney Northern\Willoughby\St Leonards | \Organizations\101-NSW Health\8899-NSLHD | RN-001998 | Smoke Detector | Smoke Detector - RN38.00.002 | \Classifications\Specification Class\Building Equipment\Fire Protection\Fire Alarm Systems\Smoke Detectors | Fire Detection, Fire Detectors, Smoke | FD-FD-Sm | \Classifications\Specification Class\VBIS\FD - Fire Detection\FD-FD - Fire Detectors\FD-FD-Sm - Smoke |  | UNKNOWN |  |  |  | RN-001998 | [6 empty] | 2023-07-25 | 2 - Normal | 2 - Good | 2 - Medium |  | 2 - Normal | Statutory | Preventive | High |  |  | 16y0M
376 | Royal North Shore Hospital | RN38 - Child Care Centre | Ground | RN38.00.002 | \Locations\Royal North Shore Hospital\RN38 - Child Care Centre\Ground\RN38.00.002 Corridor | \Geography\Oceania\Australia\New South Wales\Sydney Northern\Willoughby\St Leonards | \Organizations\101-NSW Health\8899-NSLHD | RN-001901 | Smoke Detector | Smoke Detector - RN38.00.002 | \Classifications\Specification Class\Building Equipment\Fire Protection\Fire Alarm Systems\Smoke Detectors | Fire Detection, Fire Detectors, Smoke | FD-FD-Sm | \Classifications\Specification Class\VBIS\FD - Fire Detection\FD-FD - Fire Detectors\FD-FD-Sm - Smoke |  | UNKNOWN |  |  |  | RN-001901 | [6 empty] | 2023-07-25 | 2 - Normal | 2 - Good | 2 - Medium |  | 2 - Normal | Statutory | Preventive | High |  |  | 16y0M
377 | Royal North Shore Hospital | RN38 - Child Care Centre | Ground | RN38.00.002 | \Locations\Royal North Shore Hospital\RN38 - Child Care Centre\Ground\RN38.00.002 Corridor | \Geography\Oceania\Australia\New South Wales\Sydney Northern\Willoughby\St Leonards | \Organizations\101-NSW Health\8899-NSLHD | RN-001903 | Smoke Detector | Smoke Detector - RN38.00.002 | \Classifications\Specification Class\Building Equipment\Fire Protection\Fire Alarm Systems\Smoke Detectors | Fire Detection, Fire Detectors, Smoke | FD-FD-Sm | \Classifications\Specification Class\VBIS\FD - Fire Detection\FD-FD - Fire Detectors\FD-FD-Sm - Smoke |  | UNKNOWN |  |  |  | RN-001903 | [6 empty] | 2023-07-25 | 2 - Normal | 2 - Good | 2 - Medium |  | 2 - Normal | Statutory | Preventive | High |  |  | 16y0M
378 | Royal North Shore Hospital | RN38 - Child Care Centre | Ground | RN38.00.002 | \Locations\Royal North Shore Hospital\RN38 - Child Care Centre\Ground\RN38.00.002 Corridor | \Geography\Oceania\Australia\New South Wales\Sydney Northern\Willoughby\St Leonards | \Organizations\101-NSW Health\8899-NSLHD | RN-001904 | Emergency Exit Sign | Emergency Exit Sign - RN38.00.002 | \Classifications\Specification Class\Building Equipment\Electrical\Other Electrical Systems\Emergency Light & Power Systems\Emergency Evacuation Lighting | Electrical Lighting, Emergency Lighting, Testing | EL-EL-Te | \Classifications\Specification Class\VBIS\EL - Electrical Lighting\EL-EL - Emergency Lighting\EL-EL-Te - Testing |  | STANILITE | 24m |  |  | RN-001904 | [6 empty] | 2023-07-25 | 2 - Normal | 2 - Good | 2 - Medium |  | 2 - Normal | Statutory | Preventive | High |  |  | 20y0M
379 | Royal North Shore Hospital | RN38 - Child Care Centre | Ground | RN38.00.104 | \Locations\Royal North Shore Hospital\RN38 - Child Care Centre\Ground\RN38.00.104 Toilet - Staff | \Geography\Oceania\Australia\New South Wales\Sydney Northern\Willoughby\St Leonards | \Organizations\101-NSW Health\8899-NSLHD | RN-001988 | Thermostatic Mixing Valve - TMV 19 | Thermostatic Mixing Valve - TMV 19 - RN38.00.104 | \Classifications\Specification Class\Building Equipment\Plumbing\Thermostatic Mixing Valves | Hydraulics, Valves, Thermostatic Mixing Valves | HY-Va-TMV | \Classifications\Specification Class\VBIS\HY - Hydraulics\HY-Va - Valves\HY-Va-TMV - Thermostatic Mixing Valves |  | UNKNOWN |  |  |  | RN-001988 | [6 empty] | 2023-07-25 | 2 - Normal | 2 - Good | 3 - High |  | 2 - Normal | Statutory | Preventive | High |  |  | 8y0M
380 | Royal North Shore Hospital | RN38 - Child Care Centre | Ground | RN38.00.104 | \Locations\Royal North Shore Hospital\RN38 - Child Care Centre\Ground\RN38.00.104 Toilet - Staff | \Geography\Oceania\Australia\New South Wales\Sydney Northern\Willoughby\St Leonards | \Organizations\101-NSW Health\8899-NSLHD | RN-001987 | Smoke Detector | Smoke Detector - RN38.00.104 | \Classifications\Specification Class\Building Equipment\Fire Protection\Fire Alarm Systems\Smoke Detectors | Fire Detection, Fire Detectors, Smoke | FD-FD-Sm | \Classifications\Specification Class\VBIS\FD - Fire Detection\FD-FD - Fire Detectors\FD-FD-Sm - Smoke |  | UNKNOWN |  |  |  | RN-001987 | [6 empty] | 2023-07-25 | 2 - Normal | 2 - Good | 2 - Medium |  | 2 - Normal | Statutory | Preventive | High |  |  | 16y0M
381 | Royal North Shore Hospital | RN38 - Child Care Centre | Ground | RN38.00.106 | \Locations\Royal North Shore Hospital\RN38 - Child Care Centre\Ground\RN38.00.106 Laundry | \Geography\Oceania\Australia\New South Wales\Sydney Northern\Willoughby\St Leonards | \Organizations\101-NSW Health\8899-NSLHD | RN-001995 | Smoke Detector | Smoke Detector - RN38.00.106 | \Classifications\Specification Class\Building Equipment\Fire Protection\Fire Alarm Systems\Smoke Detectors | Fire Detection, Fire Detectors, Smoke | FD-FD-Sm | \Classifications\Specification Class\VBIS\FD - Fire Detection\FD-FD - Fire Detectors\FD-FD-Sm - Smoke |  | UNKNOWN |  |  |  | RN-001995 | [6 empty] | 2023-07-25 | 2 - Normal | 2 - Good | 2 - Medium |  | 2 - Normal | Statutory | Preventive | High |  |  | 16y0M
382 | Royal North Shore Hospital | RN38 - Child Care Centre | Ground | RN38.00.105 | \Locations\Royal North Shore Hospital\RN38 - Child Care Centre\Ground\RN38.00.105 Linen | \Geography\Oceania\Australia\New South Wales\Sydney Northern\Willoughby\St Leonards | \Organizations\101-NSW Health\8899-NSLHD | RN-001994 | Smoke Detector | Smoke Detector - RN38.00.105 | \Classifications\Specification Class\Building Equipment\Fire Protection\Fire Alarm Systems\Smoke Detectors | Fire Detection, Fire Detectors, Smoke | FD-FD-Sm | \Classifications\Specification Class\VBIS\FD - Fire Detection\FD-FD - Fire Detectors\FD-FD-Sm - Smoke |  | UNKNOWN |  |  |  | RN-001994 | [6 empty] | 2023-07-25 | 2 - Normal | 2 - Good | 2 - Medium |  | 2 - Normal | Statutory | Preventive | High |  |  | 16y0M
383 | Royal North Shore Hospital | RN38 - Child Care Centre | Ground | RN38.00.107 | \Locations\Royal North Shore Hospital\RN38 - Child Care Centre\Ground\RN38.00.107 Comms Room | \Geography\Oceania\Australia\New South Wales\Sydney Northern\Willoughby\St Leonards | \Organizations\101-NSW Health\8899-NSLHD | RN-001996 | Smoke Detector | Smoke Detector - RN38.00.107 | \Classifications\Specification Class\Building Equipment\Fire Protection\Fire Alarm Systems\Smoke Detectors | Fire Detection, Fire Detectors, Smoke | FD-FD-Sm | \Classifications\Specification Class\VBIS\FD - Fire Detection\FD-FD - Fire Detectors\FD-FD-Sm - Smoke |  | UNKNOWN |  |  |  | RN-001996 | [6 empty] | 2023-07-25 | 2 - Normal | 2 - Good | 2 - Medium |  | 2 - Normal | Statutory | Preventive | High |  |  | 16y0M
384 | Royal North Shore Hospital | RN38 - Child Care Centre | Ground | RN38.00.107 | \Locations\Royal North Shore Hospital\RN38 - Child Care Centre\Ground\RN38.00.107 Comms Room | \Geography\Oceania\Australia\New South Wales\Sydney Northern\Willoughby\St Leonards | \Organizations\101-NSW Health\8899-NSLHD | RN-001997 | Air Conditioner - Split System Indoor Unit | Air Conditioner - Split System Indoor Unit - RN38.00.107 | \Classifications\Specification Class\Building Equipment\HVAC\Terminal & Package Units\Package Units\Split Systems | Mechanical, Air Conditioning Unit | ME-ACU | \Classifications\Specification Class\VBIS\ME - Mechanical\ME-ACU - Air Conditioning Unit |  | FUJITSU | ASTG12LVCC |  | E056077 | RN-001997 | [6 empty] | 2023-07-25 | 2 - Normal | 2 - Good | 2 - Medium |  | 2 - Normal | Statutory | Preventive | Medium |  |  | 8y0M
385 | Royal North Shore Hospital | RN38 - Child Care Centre | Ground | RN38.00.116 | \Locations\Royal North Shore Hospital\RN38 - Child Care Centre\Ground\RN38.00.116 Resource | \Geography\Oceania\Australia\New South Wales\Sydney Northern\Willoughby\St Leonards | \Organizations\101-NSW Health\8899-NSLHD | RN-001993 | Air Conditioner - Split System Indoor Unit | Air Conditioner - Split System Indoor Unit - RN38.00.116 | \Classifications\Specification Class\Building Equipment\HVAC\Terminal & Package Units\Package Units\Split Systems | Mechanical, Air Conditioning Unit | ME-ACU | \Classifications\Specification Class\VBIS\ME - Mechanical\ME-ACU - Air Conditioning Unit |  | FUJITSU | ASTG07LVCC |  | E001921 | RN-001993 | [6 empty] | 2023-07-25 | 2 - Normal | 2 - Good | 2 - Medium |  | 2 - Normal | Statutory | Preventive | Medium |  |  | 8y0M
386 | Royal North Shore Hospital | RN38 - Child Care Centre | Ground | RN38.00.117 | \Locations\Royal North Shore Hospital\RN38 - Child Care Centre\Ground\RN38.00.117 Reception | \Geography\Oceania\Australia\New South Wales\Sydney Northern\Willoughby\St Leonards | \Organizations\101-NSW Health\8899-NSLHD | RN-001990 | Air Conditioner - Split System Indoor Unit | Air Conditioner - Split System Indoor Unit - RN38.00.117 | \Classifications\Specification Class\Building Equipment\HVAC\Terminal & Package Units\Package Units\Split Systems | Mechanical, Air Conditioning Unit | ME-ACU | \Classifications\Specification Class\VBIS\ME - Mechanical\ME-ACU - Air Conditioning Unit |  | FUJITSU | ASTG07LVCC |  | E001767 | RN-001990 | [6 empty] | 2023-07-25 | 2 - Normal | 2 - Good | 2 - Medium |  | 2 - Normal | Statutory | Preventive | Medium |  |  | 8y0M
387 | Royal North Shore Hospital | RN38 - Child Care Centre | Ground | RN38.00.108 | \Locations\Royal North Shore Hospital\RN38 - Child Care Centre\Ground\RN38.00.108 EDB | \Geography\Oceania\Australia\New South Wales\Sydney Northern\Willoughby\St Leonards | \Organizations\101-NSW Health\8899-NSLHD | RN-001911 | Distribution Board | Distribution Board - RN38.00.108 | \Classifications\Specification Class\Building Equipment\Electrical\Electrical Service & Distribution\Distribution Boards | Electrical Power, Switchboard, Main Switch Board | EP-SB-MSB | \Classifications\Specification Class\VBIS\EP - Electrical Power\EP-SB - Switchboard\EP-SB-MSB - Main Switch Board |  | CBI ELECTRIC | Advantage |  |  | RN-001911 | [6 empty] | 2023-07-25 | 2 - Normal | 3 - Fair | 3 - High |  | 2 - Normal | Statutory | Preventive | High |  |  | 15y0M | [9 empty] | Childcare MSB
388 | Royal North Shore Hospital | RN38 - Child Care Centre | Ground | RN38.00.108 | \Locations\Royal North Shore Hospital\RN38 - Child Care Centre\Ground\RN38.00.108 EDB | \Geography\Oceania\Australia\New South Wales\Sydney Northern\Willoughby\St Leonards | \Organizations\101-NSW Health\8899-NSLHD | RN-001910 | Distribution Board - DB-1 | Distribution Board - DB-1 - RN38.00.108 | \Classifications\Specification Class\Building Equipment\Electrical\Electrical Service & Distribution\Distribution Boards | Electrical Power, Switchboard, Main Switch Board | EP-SB-MSB | \Classifications\Specification Class\VBIS\EP - Electrical Power\EP-SB - Switchboard\EP-SB-MSB - Main Switch Board |  | CBI ELECTRIC | Advantage |  |  | RN-001910 | [6 empty] | 2023-07-25 | 2 - Normal | 3 - Fair | 3 - High |  | 2 - Normal | Statutory | Preventive | High |  |  | 15y0M | [9 empty] | 18 RCDs
389 | Royal North Shore Hospital | RN38 - Child Care Centre | Ground | RN38.00.108 | \Locations\Royal North Shore Hospital\RN38 - Child Care Centre\Ground\RN38.00.108 EDB | \Geography\Oceania\Australia\New South Wales\Sydney Northern\Willoughby\St Leonards | \Organizations\101-NSW Health\8899-NSLHD | RN-001927 | Smoke Detector | Smoke Detector - RN38.00.108 | \Classifications\Specification Class\Building Equipment\Fire Protection\Fire Alarm Systems\Smoke Detectors | Fire Detection, Fire Detectors, Smoke | FD-FD-Sm | \Classifications\Specification Class\VBIS\FD - Fire Detection\FD-FD - Fire Detectors\FD-FD-Sm - Smoke |  | UNKNOWN |  |  |  | RN-001927 | [6 empty] | 2023-07-25 | 2 - Normal | 2 - Good | 2 - Medium |  | 2 - Normal | Statutory | Preventive | High |  |  | 16y0M
390 | Royal North Shore Hospital | RN38 - Child Care Centre | Ground | RN38.00.136 | \Locations\Royal North Shore Hospital\RN38 - Child Care Centre\Ground\RN38.00.136 FHR | \Geography\Oceania\Australia\New South Wales\Sydney Northern\Willoughby\St Leonards | \Organizations\101-NSW Health\8899-NSLHD | RN-001912 | Fire Hose Reel | Fire Hose Reel - RN38.00.136 | \Classifications\Specification Class\Building Equipment\Fire Protection\Fire Protection Specialities\Fire Hose Reels | Fire Suppression, Fire Hose Reel | FS-FHR | \Classifications\Specification Class\VBIS\FS - Fire Suppression\FS-FHR - Fire Hose Reel |  | BFI | HRS 035-GI-019-RD | 36m |  | RN-001912 |  |  |  |  | 2017-01-01 |  | 2023-07-25 | 2 - Normal | 3 - Fair | 2 - Medium |  | 2 - Normal | Statutory | Preventive | High |  |  | 8y4M
391 | Royal North Shore Hospital | RN38 - Child Care Centre | Ground | RN38.00.136 | \Locations\Royal North Shore Hospital\RN38 - Child Care Centre\Ground\RN38.00.136 FHR | \Geography\Oceania\Australia\New South Wales\Sydney Northern\Willoughby\St Leonards | \Organizations\101-NSW Health\8899-NSLHD | RN-001919 | Fire Extinguisher - CO2 | Fire Extinguisher - CO2 - RN38.00.136 | \Classifications\Specification Class\Building Equipment\Fire Protection\Fire Protection Specialities\Fire Extinguishers\CO2 | Fire Suppression, Portable Fire Extinguisher, Carbon Dioxide | FS-PFE-CD | \Classifications\Specification Class\VBIS\FS - Fire Suppression\FS-PFE - Portable Fire Extinguisher\FS-PFE-CD - Carbon Dioxide |  | FFP | 5.0kg |  |  | RN-001919 | [6 empty] | 2023-07-25 | 2 - Normal | 3 - Fair | 2 - Medium |  | 2 - Normal | Statutory | Preventive | High |  |  | 9y0M
392 | Royal North Shore Hospital | RN38 - Child Care Centre | Ground | RN38.00.109 | \Locations\Royal North Shore Hospital\RN38 - Child Care Centre\Ground\RN38.00.109 Bins | \Geography\Oceania\Australia\New South Wales\Sydney Northern\Willoughby\St Leonards | \Organizations\101-NSW Health\8899-NSLHD | RN-001920 | Smoke Detector | Smoke Detector - RN38.00.109 | \Classifications\Specification Class\Building Equipment\Fire Protection\Fire Alarm Systems\Smoke Detectors | Fire Detection, Fire Detectors, Smoke | FD-FD-Sm | \Classifications\Specification Class\VBIS\FD - Fire Detection\FD-FD - Fire Detectors\FD-FD-Sm - Smoke |  | UNKNOWN |  |  |  | RN-001920 | [6 empty] | 2023-07-25 | 2 - Normal | 2 - Good | 2 - Medium |  | 2 - Normal | Statutory | Preventive | High |  |  | 16y0M
393 | Royal North Shore Hospital | RN38 - Child Care Centre | Ground | RN38.00.109 | \Locations\Royal North Shore Hospital\RN38 - Child Care Centre\Ground\RN38.00.109 Bins | \Geography\Oceania\Australia\New South Wales\Sydney Northern\Willoughby\St Leonards | \Organizations\101-NSW Health\8899-NSLHD | RN-001917 | Backflow Prevention Device - RPZD | Backflow Prevention Device - RPZD - RN38.00.109 | \Classifications\Specification Class\Building Equipment\Plumbing\Domestic Water Distribution\Backflow Prevention Devices\Reduce-Pressure-Zone Device (RPZD) | Hydraulics, Valves, Backflow Prevention, Reduced Pressure Zone | HY-Va-BP-RPZ | \Classifications\Specification Class\VBIS\HY - Hydraulics\HY-Va - Valves\HY-Va-BP - Backflow Prevention\HY-Va-BP-RPZ - Reduced Pressure Zone |  | FEBCO | DN20 H |  | 47819 | RN-001917 | [6 empty] | 2023-07-25 | 2 - Normal | 3 - Fair | 2 - Medium |  | 2 - Normal | Statutory | Preventive | High |  |  | 9y0M
394 | Royal North Shore Hospital | RN38 - Child Care Centre | Ground | RN38.00.135 | \Locations\Royal North Shore Hospital\RN38 - Child Care Centre\Ground\RN38.00.135 External Plant | \Geography\Oceania\Australia\New South Wales\Sydney Northern\Willoughby\St Leonards | \Organizations\101-NSW Health\8899-NSLHD | RN-001916 | Air Conditioner - Outdoor Condensing Unit (Split-System) | Air Conditioner - Outdoor Condensing Unit (Split-System) - RN38.00.135 | \Classifications\Specification Class\Building Equipment\HVAC\Terminal & Package Units\Package Units\Split Systems | Mechanical, Air Conditioning Unit | ME-ACU | \Classifications\Specification Class\VBIS\ME - Mechanical\ME-ACU - Air Conditioning Unit |  | FUJITSU | AOTG12LVCC |  | E045132 | RN-001916 | [6 empty] | 2023-07-25 | 2 - Normal | 3 - Fair | 2 - Medium |  | 2 - Normal | Statutory | Preventive | Medium |  |  | 6y0M
395 | Royal North Shore Hospital | RN38 - Child Care Centre | Ground | RN38.00.135 | \Locations\Royal North Shore Hospital\RN38 - Child Care Centre\Ground\RN38.00.135 External Plant | \Geography\Oceania\Australia\New South Wales\Sydney Northern\Willoughby\St Leonards | \Organizations\101-NSW Health\8899-NSLHD | RN-001915 | Air Conditioner - Outdoor Condensing Unit (Split-System) | Air Conditioner - Outdoor Condensing Unit (Split-System) - RN38.00.135 | \Classifications\Specification Class\Building Equipment\HVAC\Terminal & Package Units\Package Units\Split Systems | Mechanical, Air Conditioning Unit | ME-ACU | \Classifications\Specification Class\VBIS\ME - Mechanical\ME-ACU - Air Conditioning Unit |  | FUJITSU | AOTG09LBCB |  | E000248 | RN-001915 | [6 empty] | 2023-07-25 | 2 - Normal | 3 - Fair | 2 - Medium |  | 2 - Normal | Statutory | Preventive | Medium |  |  | 6y0M
396 | Royal North Shore Hospital | RN38 - Child Care Centre | Ground | RN38.00.135 | \Locations\Royal North Shore Hospital\RN38 - Child Care Centre\Ground\RN38.00.135 External Plant | \Geography\Oceania\Australia\New South Wales\Sydney Northern\Willoughby\St Leonards | \Organizations\101-NSW Health\8899-NSLHD | RN-001914 | Air Conditioner - Outdoor Condensing Unit (Split-System) | Air Conditioner - Outdoor Condensing Unit (Split-System) - RN38.00.135 | \Classifications\Specification Class\Building Equipment\HVAC\Terminal & Package Units\Package Units\Split Systems | Mechanical, Air Conditioning Unit | ME-ACU | \Classifications\Specification Class\VBIS\ME - Mechanical\ME-ACU - Air Conditioning Unit |  | FUJITSU | AOTG12LBCB |  | E000138 | RN-001914 | [6 empty] | 2023-07-25 | 2 - Normal | 3 - Fair | 2 - Medium |  | 2 - Normal | Statutory | Preventive | Medium |  |  | 6y0M
397 | Royal North Shore Hospital | RN38 - Child Care Centre | Ground | RN38.00.135 | \Locations\Royal North Shore Hospital\RN38 - Child Care Centre\Ground\RN38.00.135 External Plant | \Geography\Oceania\Australia\New South Wales\Sydney Northern\Willoughby\St Leonards | \Organizations\101-NSW Health\8899-NSLHD | RN-001918 | Air Conditioner - Outdoor Condensing Unit (Split-System) | Air Conditioner - Outdoor Condensing Unit (Split-System) - RN38.00.135 | \Classifications\Specification Class\Building Equipment\HVAC\Terminal & Package Units\Package Units\Split Systems | Mechanical, Air Conditioning Unit | ME-ACU | \Classifications\Specification Class\VBIS\ME - Mechanical\ME-ACU - Air Conditioning Unit |  | FUJITSU | AOTG35LBLA5 |  | R000612 | RN-001918 | [6 empty] | 2023-07-25 | 2 - Normal | 3 - Fair | 2 - Medium |  | 2 - Normal | Statutory | Preventive | Medium |  |  | 6y0M
398 | Royal North Shore Hospital | RN38 - Child Care Centre | Ground | RN38.00.135 | \Locations\Royal North Shore Hospital\RN38 - Child Care Centre\Ground\RN38.00.135 External Plant | \Geography\Oceania\Australia\New South Wales\Sydney Northern\Willoughby\St Leonards | \Organizations\101-NSW Health\8899-NSLHD | RN-001913 | Air Conditioner - Outdoor Condensing Unit (Split-System) | Air Conditioner - Outdoor Condensing Unit (Split-System) - RN38.00.135 | \Classifications\Specification Class\Building Equipment\HVAC\Terminal & Package Units\Package Units\Split Systems | Mechanical, Air Conditioning Unit | ME-ACU | \Classifications\Specification Class\VBIS\ME - Mechanical\ME-ACU - Air Conditioning Unit |  | FUJITSU | AOTG18LACC |  | E010508 | RN-001913 | [6 empty] | 2023-07-25 | 2 - Normal | 3 - Fair | 2 - Medium |  | 2 - Normal | Statutory | Preventive | Medium |  |  | 6y0M
399 | Royal North Shore Hospital | RN38 - Child Care Centre | Ground | RN38.00.110 | \Locations\Royal North Shore Hospital\RN38 - Child Care Centre\Ground\RN38.00.110 Staff Room | \Geography\Oceania\Australia\New South Wales\Sydney Northern\Willoughby\St Leonards | \Organizations\101-NSW Health\8899-NSLHD | RN-001907 | Smoke Detector | Smoke Detector - RN38.00.110 | \Classifications\Specification Class\Building Equipment\Fire Protection\Fire Alarm Systems\Smoke Detectors | Fire Detection, Fire Detectors, Smoke | FD-FD-Sm | \Classifications\Specification Class\VBIS\FD - Fire Detection\FD-FD - Fire Detectors\FD-FD-Sm - Smoke |  | UNKNOWN |  |  |  | RN-001907 | [6 empty] | 2023-07-25 | 2 - Normal | 2 - Good | 2 - Medium |  | 2 - Normal | Statutory | Preventive | High |  |  | 16y0M
400 | Royal North Shore Hospital | RN38 - Child Care Centre | Ground | RN38.00.110 | \Locations\Royal North Shore Hospital\RN38 - Child Care Centre\Ground\RN38.00.110 Staff Room | \Geography\Oceania\Australia\New South Wales\Sydney Northern\Willoughby\St Leonards | \Organizations\101-NSW Health\8899-NSLHD | RN-001906 | Air Conditioner - Split System Indoor Unit | Air Conditioner - Split System Indoor Unit - RN38.00.110 | \Classifications\Specification Class\Building Equipment\HVAC\Terminal & Package Units\Package Units\Split Systems | Mechanical, Air Conditioning Unit | ME-ACU | \Classifications\Specification Class\VBIS\ME - Mechanical\ME-ACU - Air Conditioning Unit |  | FUJITSU |  |  |  | RN-001906 | [6 empty] | 2023-07-25 | 2 - Normal | 2 - Good | 2 - Medium |  | 2 - Normal | Statutory | Preventive | Medium |  |  | 8y0M | [9 empty] | Ceiling Mounted
401 | Royal North Shore Hospital | RN38 - Child Care Centre | Ground | RN38.00.110 | \Locations\Royal North Shore Hospital\RN38 - Child Care Centre\Ground\RN38.00.110 Staff Room | \Geography\Oceania\Australia\New South Wales\Sydney Northern\Willoughby\St Leonards | \Organizations\101-NSW Health\8899-NSLHD | RN-001908 | Fire Blanket | Fire Blanket - RN38.00.110 | \Classifications\Specification Class\Building Equipment\Fire Protection\Other Fire Protection Systems\Fire Blankets | Fire Suppression, Fire Blanket | FS-FB | \Classifications\Specification Class\VBIS\FS - Fire Suppression\FS-FB - Fire Blanket |  | FLAMESTOP | FS128 | 1.2m X 1.8m |  | RN-001908 | [6 empty] | 2023-07-25 | 2 - Normal | 3 - Fair | 2 - Medium |  | 2 - Normal | Statutory | Preventive | High |  |  | 6y0M
402 | Royal North Shore Hospital | RN38 - Child Care Centre | Ground | RN38.00.110 | \Locations\Royal North Shore Hospital\RN38 - Child Care Centre\Ground\RN38.00.110 Staff Room | \Geography\Oceania\Australia\New South Wales\Sydney Northern\Willoughby\St Leonards | \Organizations\101-NSW Health\8899-NSLHD | RN-001909 | Chilled Water/Hot Water Taps | Chilled Water/Hot Water Taps - RN38.00.110 | \Classifications\Specification Class\Food Service Equipment\Chilled Water/Hot Water Taps | Hydraulics, Potable Water Units, Water Filter Unit | HY-PWU-WFU | \Classifications\Specification Class\VBIS\HY - Hydraulics\HY-PWU - Potable Water Units\HY-PWU-WFU - Water Filter Unit |  | ZIP | BC 100/75 | Hydrotap | 2017102402012 | RN-001909 |  |  |  |  | 2017-01-01 |  | 2023-07-25 | 2 - Normal | 3 - Fair | 1 - Low |  | 2 - Normal | Statutory | Preventive | Medium |  |  | 3y4M
403 | Royal North Shore Hospital | RN38 - Child Care Centre | Ground | RN38.00.115 | \Locations\Royal North Shore Hospital\RN38 - Child Care Centre\Ground\RN38.00.115 Records | \Geography\Oceania\Australia\New South Wales\Sydney Northern\Willoughby\St Leonards | \Organizations\101-NSW Health\8899-NSLHD | RN-001921 | Smoke Detector | Smoke Detector - RN38.00.115 | \Classifications\Specification Class\Building Equipment\Fire Protection\Fire Alarm Systems\Smoke Detectors | Fire Detection, Fire Detectors, Smoke | FD-FD-Sm | \Classifications\Specification Class\VBIS\FD - Fire Detection\FD-FD - Fire Detectors\FD-FD-Sm - Smoke |  | UNKNOWN |  |  |  | RN-001921 | [6 empty] | 2023-07-25 | 2 - Normal | 2 - Good | 2 - Medium |  | 2 - Normal | Statutory | Preventive | High |  |  | 16y0M
404 | Royal North Shore Hospital | RN38 - Child Care Centre | Ground | RN38.00.113 | \Locations\Royal North Shore Hospital\RN38 - Child Care Centre\Ground\RN38.00.113 Pantry | \Geography\Oceania\Australia\New South Wales\Sydney Northern\Willoughby\St Leonards | \Organizations\101-NSW Health\8899-NSLHD | RN-001922 | Smoke Detector | Smoke Detector - RN38.00.113 | \Classifications\Specification Class\Building Equipment\Fire Protection\Fire Alarm Systems\Smoke Detectors | Fire Detection, Fire Detectors, Smoke | FD-FD-Sm | \Classifications\Specification Class\VBIS\FD - Fire Detection\FD-FD - Fire Detectors\FD-FD-Sm - Smoke |  | UNKNOWN |  |  |  | RN-001922 | [6 empty] | 2023-07-25 | 2 - Normal | 2 - Good | 2 - Medium |  | 2 - Normal | Statutory | Preventive | High |  |  | 16y0M
405 | Royal North Shore Hospital | RN38 - Child Care Centre | Ground | RN38.00.114 | \Locations\Royal North Shore Hospital\RN38 - Child Care Centre\Ground\RN38.00.114 Kitchen | \Geography\Oceania\Australia\New South Wales\Sydney Northern\Willoughby\St Leonards | \Organizations\101-NSW Health\8899-NSLHD | RN-001924 | Fire Extinguisher - CO2 | Fire Extinguisher - CO2 - RN38.00.114 | \Classifications\Specification Class\Building Equipment\Fire Protection\Fire Protection Specialities\Fire Extinguishers\CO2 | Fire Suppression, Portable Fire Extinguisher, Carbon Dioxide | FS-PFE-CD | \Classifications\Specification Class\VBIS\FS - Fire Suppression\FS-PFE - Portable Fire Extinguisher\FS-PFE-CD - Carbon Dioxide |  | ARA FIRE | 3.5kg |  |  | RN-001924 | [6 empty] | 2023-07-25 | 2 - Normal | 3 - Fair | 2 - Medium |  | 2 - Normal | Statutory | Preventive | High |  |  | 9y0M
406 | Royal North Shore Hospital | RN38 - Child Care Centre | Ground | RN38.00.114 | \Locations\Royal North Shore Hospital\RN38 - Child Care Centre\Ground\RN38.00.114 Kitchen | \Geography\Oceania\Australia\New South Wales\Sydney Northern\Willoughby\St Leonards | \Organizations\101-NSW Health\8899-NSLHD | RN-001923 | Fire Blanket | Fire Blanket - RN38.00.114 | \Classifications\Specification Class\Building Equipment\Fire Protection\Other Fire Protection Systems\Fire Blankets | Fire Suppression, Fire Blanket | FS-FB | \Classifications\Specification Class\VBIS\FS - Fire Suppression\FS-FB - Fire Blanket |  | FLAMESTOP | FS128 | 1.2m X 1.8m |  | RN-001923 | [6 empty] | 2023-07-25 | 2 - Normal | 3 - Fair | 2 - Medium |  | 2 - Normal | Statutory | Preventive | High |  |  | 6y0M
407 | Royal North Shore Hospital | RN38 - Child Care Centre | Ground | RN38.00.114 | \Locations\Royal North Shore Hospital\RN38 - Child Care Centre\Ground\RN38.00.114 Kitchen | \Geography\Oceania\Australia\New South Wales\Sydney Northern\Willoughby\St Leonards | \Organizations\101-NSW Health\8899-NSLHD | RN-001926 | Smoke Detector | Smoke Detector - RN38.00.114 | \Classifications\Specification Class\Building Equipment\Fire Protection\Fire Alarm Systems\Smoke Detectors | Fire Detection, Fire Detectors, Smoke | FD-FD-Sm | \Classifications\Specification Class\VBIS\FD - Fire Detection\FD-FD - Fire Detectors\FD-FD-Sm - Smoke |  | UNKNOWN |  |  |  | RN-001926 | [6 empty] | 2023-07-25 | 2 - Normal | 3 - Fair | 2 - Medium |  | 2 - Normal | Statutory | Preventive | High |  |  | 12y0M
408 | Royal North Shore Hospital | RN38 - Child Care Centre | Ground | RN38.00.114 | \Locations\Royal North Shore Hospital\RN38 - Child Care Centre\Ground\RN38.00.114 Kitchen | \Geography\Oceania\Australia\New South Wales\Sydney Northern\Willoughby\St Leonards | \Organizations\101-NSW Health\8899-NSLHD | RN-001925 | Thermostatic Mixing Valve - TMV 20 | Thermostatic Mixing Valve - TMV 20 - RN38.00.114 | \Classifications\Specification Class\Building Equipment\Plumbing\Thermostatic Mixing Valves | Hydraulics, Valves, Thermostatic Mixing Valves | HY-Va-TMV | \Classifications\Specification Class\VBIS\HY - Hydraulics\HY-Va - Valves\HY-Va-TMV - Thermostatic Mixing Valves |  | UNKNOWN |  |  |  | RN-001925 | [6 empty] | 2023-07-25 | 2 - Normal | 3 - Fair | 3 - High |  | 2 - Normal | Statutory | Preventive | High |  |  | 6y0M
409 | Royal North Shore Hospital | RN38 - Child Care Centre | Ground | RN38.00.114 | \Locations\Royal North Shore Hospital\RN38 - Child Care Centre\Ground\RN38.00.114 Kitchen | \Geography\Oceania\Australia\New South Wales\Sydney Northern\Willoughby\St Leonards | \Organizations\101-NSW Health\8899-NSLHD | RN-001950 | Air Conditioner - Split System Indoor Unit | Air Conditioner - Split System Indoor Unit - RN38.00.114 | \Classifications\Specification Class\Building Equipment\HVAC\Terminal & Package Units\Package Units\Split Systems | Mechanical, Air Conditioning Unit | ME-ACU | \Classifications\Specification Class\VBIS\ME - Mechanical\ME-ACU - Air Conditioning Unit |  | FUJITSU | ASTG12LVCC |  | E056136 | RN-001950 | [6 empty] | 2023-07-25 | 2 - Normal | 3 - Fair | 2 - Medium |  | 2 - Normal | Statutory | Preventive | Medium |  |  | 6y0M
410 | Royal North Shore Hospital | RN38 - Child Care Centre | Ground | RN38.00.119 | \Locations\Royal North Shore Hospital\RN38 - Child Care Centre\Ground\RN38.00.119 Lunch Room | \Geography\Oceania\Australia\New South Wales\Sydney Northern\Willoughby\St Leonards | \Organizations\101-NSW Health\8899-NSLHD | RN-001929 | Air Conditioner - Split System Indoor Unit | Air Conditioner - Split System Indoor Unit - RN38.00.119 | \Classifications\Specification Class\Building Equipment\HVAC\Terminal & Package Units\Package Units\Split Systems | Mechanical, Air Conditioning Unit | ME-ACU | \Classifications\Specification Class\VBIS\ME - Mechanical\ME-ACU - Air Conditioning Unit |  | FUJITSU |  |  |  | RN-001929 | [6 empty] | 2023-07-25 | 2 - Normal | 3 - Fair | 2 - Medium |  | 2 - Normal | Statutory | Preventive | Medium |  |  | 6y0M | [9 empty] | Ceiling Mounted
411 | Royal North Shore Hospital | RN38 - Child Care Centre | Ground | RN38.00.119 | \Locations\Royal North Shore Hospital\RN38 - Child Care Centre\Ground\RN38.00.119 Lunch Room | \Geography\Oceania\Australia\New South Wales\Sydney Northern\Willoughby\St Leonards | \Organizations\101-NSW Health\8899-NSLHD | RN-001928 | Smoke Detector | Smoke Detector - RN38.00.119 | \Classifications\Specification Class\Building Equipment\Fire Protection\Fire Alarm Systems\Smoke Detectors | Fire Detection, Fire Detectors, Smoke | FD-FD-Sm | \Classifications\Specification Class\VBIS\FD - Fire Detection\FD-FD - Fire Detectors\FD-FD-Sm - Smoke |  | UNKNOWN |  |  |  | RN-001928 | [6 empty] | 2023-07-25 | 2 - Normal | 2 - Good | 2 - Medium |  | 2 - Normal | Statutory | Preventive | High |  |  | 16y0M
412 | Royal North Shore Hospital | RN38 - Child Care Centre | Ground | RN38.00.111 | \Locations\Royal North Shore Hospital\RN38 - Child Care Centre\Ground\RN38.00.111 Store Play | \Geography\Oceania\Australia\New South Wales\Sydney Northern\Willoughby\St Leonards | \Organizations\101-NSW Health\8899-NSLHD | RN-002001 | Smoke Detector | Smoke Detector - RN38.00.111 | \Classifications\Specification Class\Building Equipment\Fire Protection\Fire Alarm Systems\Smoke Detectors | Fire Detection, Fire Detectors, Smoke | FD-FD-Sm | \Classifications\Specification Class\VBIS\FD - Fire Detection\FD-FD - Fire Detectors\FD-FD-Sm - Smoke |  | UNKNOWN |  |  |  | RN-002001 | [6 empty] | 2023-07-25 | 2 - Normal | 2 - Good | 2 - Medium |  | 2 - Normal | Statutory | Preventive | High |  |  | 16y0M
413 | Royal North Shore Hospital | RN38 - Child Care Centre | Ground | RN38.00.112 | \Locations\Royal North Shore Hospital\RN38 - Child Care Centre\Ground\RN38.00.112 Toilet - Nappy Change | \Geography\Oceania\Australia\New South Wales\Sydney Northern\Willoughby\St Leonards | \Organizations\101-NSW Health\8899-NSLHD | RN-001949 | Smoke Detector | Smoke Detector - RN38.00.112 | \Classifications\Specification Class\Building Equipment\Fire Protection\Fire Alarm Systems\Smoke Detectors | Fire Detection, Fire Detectors, Smoke | FD-FD-Sm | \Classifications\Specification Class\VBIS\FD - Fire Detection\FD-FD - Fire Detectors\FD-FD-Sm - Smoke |  | UNKNOWN |  |  |  | RN-001949 | [6 empty] | 2023-07-25 | 2 - Normal | 2 - Good | 2 - Medium |  | 2 - Normal | Statutory | Preventive | High |  |  | 16y0M
414 | Royal North Shore Hospital | RN38 - Child Care Centre | Ground | RN38.00.112 | \Locations\Royal North Shore Hospital\RN38 - Child Care Centre\Ground\RN38.00.112 Toilet - Nappy Change | \Geography\Oceania\Australia\New South Wales\Sydney Northern\Willoughby\St Leonards | \Organizations\101-NSW Health\8899-NSLHD | RN-002020 | Thermostatic Mixing Valve | Thermostatic Mixing Valve - RN38.00.112 | \Classifications\Specification Class\Building Equipment\Plumbing\Thermostatic Mixing Valves | Hydraulics, Valves, Thermostatic Mixing Valves | HY-Va-TMV | \Classifications\Specification Class\VBIS\HY - Hydraulics\HY-Va - Valves\HY-Va-TMV - Thermostatic Mixing Valves |  | UNKNOWN |  |  |  | RN-002020 | [6 empty] | 2023-07-25 | 2 - Normal | 3 - Fair | 3 - High |  | 2 - Normal | Statutory | Preventive | High |  |  | 6y0M
415 | Royal North Shore Hospital | RN38 - Child Care Centre | Ground | RN38.00.003 | \Locations\Royal North Shore Hospital\RN38 - Child Care Centre\Ground\RN38.00.003 Common Area | \Geography\Oceania\Australia\New South Wales\Sydney Northern\Willoughby\St Leonards | \Organizations\101-NSW Health\8899-NSLHD | RN-001932 | Smoke Detector | Smoke Detector - RN38.00.003 | \Classifications\Specification Class\Building Equipment\Fire Protection\Fire Alarm Systems\Smoke Detectors | Fire Detection, Fire Detectors, Smoke | FD-FD-Sm | \Classifications\Specification Class\VBIS\FD - Fire Detection\FD-FD - Fire Detectors\FD-FD-Sm - Smoke |  | UNKNOWN |  |  |  | RN-001932 | [6 empty] | 2023-07-25 | 2 - Normal | 2 - Good | 2 - Medium |  | 2 - Normal | Statutory | Preventive | High |  |  | 16y0M
416 | Royal North Shore Hospital | RN38 - Child Care Centre | Ground | RN38.00.003 | \Locations\Royal North Shore Hospital\RN38 - Child Care Centre\Ground\RN38.00.003 Common Area | \Geography\Oceania\Australia\New South Wales\Sydney Northern\Willoughby\St Leonards | \Organizations\101-NSW Health\8899-NSLHD | RN-002009 | Emergency Exit Sign | Emergency Exit Sign - RN38.00.003 | \Classifications\Specification Class\Building Equipment\Electrical\Other Electrical Systems\Emergency Light & Power Systems\Emergency Evacuation Lighting | Electrical Lighting, Emergency Lighting, Testing | EL-EL-Te | \Classifications\Specification Class\VBIS\EL - Electrical Lighting\EL-EL - Emergency Lighting\EL-EL-Te - Testing |  | STANILITE | 24m |  |  | RN-002009 | [6 empty] | 2023-07-25 | 2 - Normal | 3 - Fair | 2 - Medium |  | 2 - Normal | Statutory | Preventive | High |  |  | 15y0M
417 | Royal North Shore Hospital | RN38 - Child Care Centre | Ground | RN38.00.003 | \Locations\Royal North Shore Hospital\RN38 - Child Care Centre\Ground\RN38.00.003 Common Area | \Geography\Oceania\Australia\New South Wales\Sydney Northern\Willoughby\St Leonards | \Organizations\101-NSW Health\8899-NSLHD | RN-001935 | Smoke Detector | Smoke Detector - RN38.00.003 | \Classifications\Specification Class\Building Equipment\Fire Protection\Fire Alarm Systems\Smoke Detectors | Fire Detection, Fire Detectors, Smoke | FD-FD-Sm | \Classifications\Specification Class\VBIS\FD - Fire Detection\FD-FD - Fire Detectors\FD-FD-Sm - Smoke |  | UNKNOWN |  |  |  | RN-001935 | [6 empty] | 2023-07-25 | 2 - Normal | 2 - Good | 2 - Medium |  | 2 - Normal | Statutory | Preventive | High |  |  | 16y0M
418 | Royal North Shore Hospital | RN38 - Child Care Centre | Ground | RN38.00.003 | \Locations\Royal North Shore Hospital\RN38 - Child Care Centre\Ground\RN38.00.003 Common Area | \Geography\Oceania\Australia\New South Wales\Sydney Northern\Willoughby\St Leonards | \Organizations\101-NSW Health\8899-NSLHD | RN-001936 | Smoke Detector | Smoke Detector - RN38.00.003 | \Classifications\Specification Class\Building Equipment\Fire Protection\Fire Alarm Systems\Smoke Detectors | Fire Detection, Fire Detectors, Smoke | FD-FD-Sm | \Classifications\Specification Class\VBIS\FD - Fire Detection\FD-FD - Fire Detectors\FD-FD-Sm - Smoke |  | UNKNOWN |  |  |  | RN-001936 | [6 empty] | 2023-07-25 | 2 - Normal | 2 - Good | 2 - Medium |  | 2 - Normal | Statutory | Preventive | High |  |  | 16y0M
419 | Royal North Shore Hospital | RN38 - Child Care Centre | Ground | RN38.00.131 | \Locations\Royal North Shore Hospital\RN38 - Child Care Centre\Ground\RN38.00.131 Store | \Geography\Oceania\Australia\New South Wales\Sydney Northern\Willoughby\St Leonards | \Organizations\101-NSW Health\8899-NSLHD | RN-001938 | Smoke Detector | Smoke Detector - RN38.00.131 | \Classifications\Specification Class\Building Equipment\Fire Protection\Fire Alarm Systems\Smoke Detectors | Fire Detection, Fire Detectors, Smoke | FD-FD-Sm | \Classifications\Specification Class\VBIS\FD - Fire Detection\FD-FD - Fire Detectors\FD-FD-Sm - Smoke |  | UNKNOWN |  |  |  | RN-001938 | [6 empty] | 2023-07-25 | 2 - Normal | 2 - Good | 2 - Medium |  | 2 - Normal | Statutory | Preventive | High |  |  | 16y0M
420 | Royal North Shore Hospital | RN38 - Child Care Centre | Ground | RN38.00.129 | \Locations\Royal North Shore Hospital\RN38 - Child Care Centre\Ground\RN38.00.129 Toilet - Child | \Geography\Oceania\Australia\New South Wales\Sydney Northern\Willoughby\St Leonards | \Organizations\101-NSW Health\8899-NSLHD | RN-002018 | Thermostatic Mixing Valve - TMV 15 | Thermostatic Mixing Valve - TMV 15 - RN38.00.129 | \Classifications\Specification Class\Building Equipment\Plumbing\Thermostatic Mixing Valves | Hydraulics, Valves, Thermostatic Mixing Valves | HY-Va-TMV | \Classifications\Specification Class\VBIS\HY - Hydraulics\HY-Va - Valves\HY-Va-TMV - Thermostatic Mixing Valves |  | UNKNOWN |  |  |  | RN-002018 | [6 empty] | 2023-07-25 | 2 - Normal | 3 - Fair | 3 - High |  | 2 - Normal | Statutory | Preventive | High |  |  | 6y0M
421 | Royal North Shore Hospital | RN38 - Child Care Centre | Ground | RN38.00.129 | \Locations\Royal North Shore Hospital\RN38 - Child Care Centre\Ground\RN38.00.129 Toilet - Child | \Geography\Oceania\Australia\New South Wales\Sydney Northern\Willoughby\St Leonards | \Organizations\101-NSW Health\8899-NSLHD | RN-001939 | Thermostatic Mixing Valve - TMV 14 | Thermostatic Mixing Valve - TMV 14 - RN38.00.129 | \Classifications\Specification Class\Building Equipment\Plumbing\Thermostatic Mixing Valves | Hydraulics, Valves, Thermostatic Mixing Valves | HY-Va-TMV | \Classifications\Specification Class\VBIS\HY - Hydraulics\HY-Va - Valves\HY-Va-TMV - Thermostatic Mixing Valves |  | UNKNOWN |  |  |  | RN-001939 | [6 empty] | 2023-07-25 | 2 - Normal | 3 - Fair | 3 - High |  | 2 - Normal | Statutory | Preventive | High |  |  | 6y0M
422 | Royal North Shore Hospital | RN38 - Child Care Centre | Ground | RN38.00.129 | \Locations\Royal North Shore Hospital\RN38 - Child Care Centre\Ground\RN38.00.129 Toilet - Child | \Geography\Oceania\Australia\New South Wales\Sydney Northern\Willoughby\St Leonards | \Organizations\101-NSW Health\8899-NSLHD | RN-001941 | Emergency Exit Sign | Emergency Exit Sign - RN38.00.129 | \Classifications\Specification Class\Building Equipment\Electrical\Other Electrical Systems\Emergency Light & Power Systems\Emergency Evacuation Lighting | Electrical Lighting, Emergency Lighting, Testing | EL-EL-Te | \Classifications\Specification Class\VBIS\EL - Electrical Lighting\EL-EL - Emergency Lighting\EL-EL-Te - Testing |  | STANILITE | 24m |  |  | RN-001941 | [6 empty] | 2023-07-25 | 2 - Normal | 3 - Fair | 2 - Medium |  | 2 - Normal | Statutory | Preventive | High |  |  | 15y0M
423 | Royal North Shore Hospital | RN38 - Child Care Centre | Ground | RN38.00.129 | \Locations\Royal North Shore Hospital\RN38 - Child Care Centre\Ground\RN38.00.129 Toilet - Child | \Geography\Oceania\Australia\New South Wales\Sydney Northern\Willoughby\St Leonards | \Organizations\101-NSW Health\8899-NSLHD | RN-001940 | Smoke Detector | Smoke Detector - RN38.00.129 | \Classifications\Specification Class\Building Equipment\Fire Protection\Fire Alarm Systems\Smoke Detectors | Fire Detection, Fire Detectors, Smoke | FD-FD-Sm | \Classifications\Specification Class\VBIS\FD - Fire Detection\FD-FD - Fire Detectors\FD-FD-Sm - Smoke |  | UNKNOWN |  |  |  | RN-001940 | [6 empty] | 2023-07-25 | 2 - Normal | 2 - Good | 2 - Medium |  | 2 - Normal | Statutory | Preventive | High |  |  | 16y0M
424 | Royal North Shore Hospital | RN38 - Child Care Centre | Ground | RN38.00.128 | \Locations\Royal North Shore Hospital\RN38 - Child Care Centre\Ground\RN38.00.128 Play Area | \Geography\Oceania\Australia\New South Wales\Sydney Northern\Willoughby\St Leonards | \Organizations\101-NSW Health\8899-NSLHD | RN-001945 | Smoke Detector | Smoke Detector - RN38.00.128 | \Classifications\Specification Class\Building Equipment\Fire Protection\Fire Alarm Systems\Smoke Detectors | Fire Detection, Fire Detectors, Smoke | FD-FD-Sm | \Classifications\Specification Class\VBIS\FD - Fire Detection\FD-FD - Fire Detectors\FD-FD-Sm - Smoke |  | UNKNOWN |  |  |  | RN-001945 | [6 empty] | 2023-07-25 | 2 - Normal | 2 - Good | 2 - Medium |  | 2 - Normal | Statutory | Preventive | High |  |  | 16y0M
425 | Royal North Shore Hospital | RN38 - Child Care Centre | Ground | RN38.00.128 | \Locations\Royal North Shore Hospital\RN38 - Child Care Centre\Ground\RN38.00.128 Play Area | \Geography\Oceania\Australia\New South Wales\Sydney Northern\Willoughby\St Leonards | \Organizations\101-NSW Health\8899-NSLHD | RN-001947 | Smoke Detector | Smoke Detector - RN38.00.128 | \Classifications\Specification Class\Building Equipment\Fire Protection\Fire Alarm Systems\Smoke Detectors | Fire Detection, Fire Detectors, Smoke | FD-FD-Sm | \Classifications\Specification Class\VBIS\FD - Fire Detection\FD-FD - Fire Detectors\FD-FD-Sm - Smoke |  | UNKNOWN |  |  |  | RN-001947 | [6 empty] | 2023-07-25 | 2 - Normal | 2 - Good | 2 - Medium |  | 2 - Normal | Statutory | Preventive | High |  |  | 16y0M
426 | Royal North Shore Hospital | RN38 - Child Care Centre | Ground | RN38.00.128 | \Locations\Royal North Shore Hospital\RN38 - Child Care Centre\Ground\RN38.00.128 Play Area | \Geography\Oceania\Australia\New South Wales\Sydney Northern\Willoughby\St Leonards | \Organizations\101-NSW Health\8899-NSLHD | RN-001948 | Air Conditioner - Split System Indoor Unit | Air Conditioner - Split System Indoor Unit - RN38.00.128 | \Classifications\Specification Class\Building Equipment\HVAC\Terminal & Package Units\Package Units\Split Systems | Mechanical, Air Conditioning Unit | ME-ACU | \Classifications\Specification Class\VBIS\ME - Mechanical\ME-ACU - Air Conditioning Unit |  | FUJITSU |  |  |  | RN-001948 | [6 empty] | 2023-07-25 | 2 - Normal | 3 - Fair | 2 - Medium |  | 2 - Normal | Statutory | Preventive | Medium |  |  | 6y0M | [9 empty] | Ceiling Mounted
427 | Royal North Shore Hospital | RN38 - Child Care Centre | Ground | RN38.00.128 | \Locations\Royal North Shore Hospital\RN38 - Child Care Centre\Ground\RN38.00.128 Play Area | \Geography\Oceania\Australia\New South Wales\Sydney Northern\Willoughby\St Leonards | \Organizations\101-NSW Health\8899-NSLHD | RN-001942 | Fire Extinguisher - CO2 | Fire Extinguisher - CO2 - RN38.00.128 | \Classifications\Specification Class\Building Equipment\Fire Protection\Fire Protection Specialities\Fire Extinguishers\CO2 | Fire Suppression, Portable Fire Extinguisher, Carbon Dioxide | FS-PFE-CD | \Classifications\Specification Class\VBIS\FS - Fire Suppression\FS-PFE - Portable Fire Extinguisher\FS-PFE-CD - Carbon Dioxide |  | FAIRDEAL | 3.5kg |  |  | RN-001942 | [6 empty] | 2023-07-25 | 2 - Normal | 3 - Fair | 2 - Medium |  | 2 - Normal | Statutory | Preventive | High |  |  | 9y0M
428 | Royal North Shore Hospital | RN38 - Child Care Centre | Ground | RN38.00.128 | \Locations\Royal North Shore Hospital\RN38 - Child Care Centre\Ground\RN38.00.128 Play Area | \Geography\Oceania\Australia\New South Wales\Sydney Northern\Willoughby\St Leonards | \Organizations\101-NSW Health\8899-NSLHD | RN-001943 | Fire Extinguisher - Water | Fire Extinguisher - Water - RN38.00.128 | \Classifications\Specification Class\Building Equipment\Fire Protection\Fire Protection Specialities\Fire Extinguishers\Water | Fire Suppression, Portable Fire Extinguisher, Water | FS-PFE-Wa | \Classifications\Specification Class\VBIS\FS - Fire Suppression\FS-PFE - Portable Fire Extinguisher\FS-PFE-Wa - Water |  | FIREBOX | 9.0L |  |  | RN-001943 | [6 empty] | 2023-07-25 | 2 - Normal | 3 - Fair | 2 - Medium |  | 2 - Normal | Statutory | Preventive | High |  |  | 9y0M
429 | Royal North Shore Hospital | RN38 - Child Care Centre | Ground | RN38.00.128 | \Locations\Royal North Shore Hospital\RN38 - Child Care Centre\Ground\RN38.00.128 Play Area | \Geography\Oceania\Australia\New South Wales\Sydney Northern\Willoughby\St Leonards | \Organizations\101-NSW Health\8899-NSLHD | RN-001944 | Thermostatic Mixing Valve - TMV 16 | Thermostatic Mixing Valve - TMV 16 - RN38.00.128 | \Classifications\Specification Class\Building Equipment\Plumbing\Thermostatic Mixing Valves | Hydraulics, Valves, Thermostatic Mixing Valves | HY-Va-TMV | \Classifications\Specification Class\VBIS\HY - Hydraulics\HY-Va - Valves\HY-Va-TMV - Thermostatic Mixing Valves |  | ENWARE | 1500 |  | 3421701 | RN-001944 | [6 empty] | 2023-07-25 | 2 - Normal | 3 - Fair | 3 - High |  | 2 - Normal | Statutory | Preventive | High |  |  | 6y0M
430 | Royal North Shore Hospital | RN38 - Child Care Centre | Ground | RN38.00.127 | \Locations\Royal North Shore Hospital\RN38 - Child Care Centre\Ground\RN38.00.127 Play Area | \Geography\Oceania\Australia\New South Wales\Sydney Northern\Willoughby\St Leonards | \Organizations\101-NSW Health\8899-NSLHD | RN-002006 | Air Conditioner - Split System Indoor Unit | Air Conditioner - Split System Indoor Unit - RN38.00.127 | \Classifications\Specification Class\Building Equipment\HVAC\Terminal & Package Units\Package Units\Split Systems | Mechanical, Air Conditioning Unit | ME-ACU | \Classifications\Specification Class\VBIS\ME - Mechanical\ME-ACU - Air Conditioning Unit |  | FUJITSU |  |  |  | RN-002006 | [6 empty] | 2023-07-25 | 2 - Normal | 3 - Fair | 2 - Medium |  | 2 - Normal | Statutory | Preventive | Medium |  |  | 6y0M | [9 empty] | Ceiling Mounted
431 | Royal North Shore Hospital | RN38 - Child Care Centre | Ground | RN38.00.127 | \Locations\Royal North Shore Hospital\RN38 - Child Care Centre\Ground\RN38.00.127 Play Area | \Geography\Oceania\Australia\New South Wales\Sydney Northern\Willoughby\St Leonards | \Organizations\101-NSW Health\8899-NSLHD | RN-002008 | Smoke Detector | Smoke Detector - RN38.00.127 | \Classifications\Specification Class\Building Equipment\Fire Protection\Fire Alarm Systems\Smoke Detectors | Fire Detection, Fire Detectors, Smoke | FD-FD-Sm | \Classifications\Specification Class\VBIS\FD - Fire Detection\FD-FD - Fire Detectors\FD-FD-Sm - Smoke |  | UNKNOWN |  |  |  | RN-002008 | [6 empty] | 2023-07-25 | 2 - Normal | 3 - Fair | 2 - Medium |  | 2 - Normal | Statutory | Preventive | High |  |  | 12y0M
432 | Royal North Shore Hospital | RN38 - Child Care Centre | Ground | RN38.00.127 | \Locations\Royal North Shore Hospital\RN38 - Child Care Centre\Ground\RN38.00.127 Play Area | \Geography\Oceania\Australia\New South Wales\Sydney Northern\Willoughby\St Leonards | \Organizations\101-NSW Health\8899-NSLHD | RN-002005 | Air Conditioner - Split System Indoor Unit | Air Conditioner - Split System Indoor Unit - RN38.00.127 | \Classifications\Specification Class\Building Equipment\HVAC\Terminal & Package Units\Package Units\Split Systems | Mechanical, Air Conditioning Unit | ME-ACU | \Classifications\Specification Class\VBIS\ME - Mechanical\ME-ACU - Air Conditioning Unit |  | FUJITSU |  |  |  | RN-002005 | [6 empty] | 2023-07-25 | 2 - Normal | 3 - Fair | 2 - Medium |  | 2 - Normal | Statutory | Preventive | Medium |  |  | 6y0M | [9 empty] | Ceiling Mounted
433 | Royal North Shore Hospital | RN38 - Child Care Centre | Ground | RN38.00.127 | \Locations\Royal North Shore Hospital\RN38 - Child Care Centre\Ground\RN38.00.127 Play Area | \Geography\Oceania\Australia\New South Wales\Sydney Northern\Willoughby\St Leonards | \Organizations\101-NSW Health\8899-NSLHD | RN-002004 | Smoke Detector | Smoke Detector - RN38.00.127 | \Classifications\Specification Class\Building Equipment\Fire Protection\Fire Alarm Systems\Smoke Detectors | Fire Detection, Fire Detectors, Smoke | FD-FD-Sm | \Classifications\Specification Class\VBIS\FD - Fire Detection\FD-FD - Fire Detectors\FD-FD-Sm - Smoke |  | UNKNOWN |  |  |  | RN-002004 | [6 empty] | 2023-07-25 | 2 - Normal | 2 - Good | 2 - Medium |  | 2 - Normal | Statutory | Preventive | High |  |  | 16y0M
434 | Royal North Shore Hospital | RN38 - Child Care Centre | Ground | RN38.00.127 | \Locations\Royal North Shore Hospital\RN38 - Child Care Centre\Ground\RN38.00.127 Play Area | \Geography\Oceania\Australia\New South Wales\Sydney Northern\Willoughby\St Leonards | \Organizations\101-NSW Health\8899-NSLHD | RN-002002 | Fire Extinguisher - CO2 | Fire Extinguisher - CO2 - RN38.00.127 | \Classifications\Specification Class\Building Equipment\Fire Protection\Fire Protection Specialities\Fire Extinguishers\CO2 | Fire Suppression, Portable Fire Extinguisher, Carbon Dioxide | FS-PFE-CD | \Classifications\Specification Class\VBIS\FS - Fire Suppression\FS-PFE - Portable Fire Extinguisher\FS-PFE-CD - Carbon Dioxide |  | FLAMESTOP | 3.5kg |  |  | RN-002002 | [6 empty] | 2023-07-25 | 2 - Normal | 3 - Fair | 2 - Medium |  | 2 - Normal | Statutory | Preventive | High |  |  | 9y0M
435 | Royal North Shore Hospital | RN38 - Child Care Centre | Ground | RN38.00.127 | \Locations\Royal North Shore Hospital\RN38 - Child Care Centre\Ground\RN38.00.127 Play Area | \Geography\Oceania\Australia\New South Wales\Sydney Northern\Willoughby\St Leonards | \Organizations\101-NSW Health\8899-NSLHD | RN-002003 | Fire Extinguisher - Water | Fire Extinguisher - Water - RN38.00.127 | \Classifications\Specification Class\Building Equipment\Fire Protection\Fire Protection Specialities\Fire Extinguishers\Water | Fire Suppression, Portable Fire Extinguisher, Water | FS-PFE-Wa | \Classifications\Specification Class\VBIS\FS - Fire Suppression\FS-PFE - Portable Fire Extinguisher\FS-PFE-Wa - Water |  | FLAMESTOP | 9.0L |  |  | RN-002003 | [6 empty] | 2023-07-25 | 2 - Normal | 3 - Fair | 2 - Medium |  | 2 - Normal | Statutory | Preventive | High |  |  | 9y0M
436 | Royal North Shore Hospital | RN38 - Child Care Centre | Ground | RN38.00.127 | \Locations\Royal North Shore Hospital\RN38 - Child Care Centre\Ground\RN38.00.127 Play Area | \Geography\Oceania\Australia\New South Wales\Sydney Northern\Willoughby\St Leonards | \Organizations\101-NSW Health\8899-NSLHD | RN-002010 | Emergency Exit Sign | Emergency Exit Sign - RN38.00.127 | \Classifications\Specification Class\Building Equipment\Electrical\Other Electrical Systems\Emergency Light & Power Systems\Emergency Evacuation Lighting | Electrical Lighting, Emergency Lighting, Testing | EL-EL-Te | \Classifications\Specification Class\VBIS\EL - Electrical Lighting\EL-EL - Emergency Lighting\EL-EL-Te - Testing |  | STANILITE | 24m |  |  | RN-002010 | [6 empty] | 2023-07-25 | 2 - Normal | 3 - Fair | 2 - Medium |  | 2 - Normal | Statutory | Preventive | High |  |  | 15y0M
437 | Royal North Shore Hospital | RN38 - Child Care Centre | Ground | RN38.00.118 | \Locations\Royal North Shore Hospital\RN38 - Child Care Centre\Ground\RN38.00.118 Office | \Geography\Oceania\Australia\New South Wales\Sydney Northern\Willoughby\St Leonards | \Organizations\101-NSW Health\8899-NSLHD | RN-001930 | Smoke Detector | Smoke Detector - RN38.00.118 | \Classifications\Specification Class\Building Equipment\Fire Protection\Fire Alarm Systems\Smoke Detectors | Fire Detection, Fire Detectors, Smoke | FD-FD-Sm | \Classifications\Specification Class\VBIS\FD - Fire Detection\FD-FD - Fire Detectors\FD-FD-Sm - Smoke |  | UNKNOWN |  |  |  | RN-001930 | [6 empty] | 2023-07-25 | 2 - Normal | 2 - Good | 2 - Medium |  | 2 - Normal | Statutory | Preventive | High |  |  | 16y0M
438 | Royal North Shore Hospital | RN38 - Child Care Centre | Ground | RN38.00.118 | \Locations\Royal North Shore Hospital\RN38 - Child Care Centre\Ground\RN38.00.118 Office | \Geography\Oceania\Australia\New South Wales\Sydney Northern\Willoughby\St Leonards | \Organizations\101-NSW Health\8899-NSLHD | RN-001931 | Air Conditioner - Split System Indoor Unit | Air Conditioner - Split System Indoor Unit - RN38.00.118 | \Classifications\Specification Class\Building Equipment\HVAC\Terminal & Package Units\Package Units\Split Systems | Mechanical, Air Conditioning Unit | ME-ACU | \Classifications\Specification Class\VBIS\ME - Mechanical\ME-ACU - Air Conditioning Unit |  | FUJITSU | ASTG07LVCC |  | E001772 | RN-001931 | [6 empty] | 2023-07-25 | 2 - Normal | 3 - Fair | 2 - Medium |  | 2 - Normal | Statutory | Preventive | Medium |  |  | 6y0M
439 | Royal North Shore Hospital | RN38 - Child Care Centre | Ground | RN38.00.124 | \Locations\Royal North Shore Hospital\RN38 - Child Care Centre\Ground\RN38.00.124 Toilet - Nappy Change | \Geography\Oceania\Australia\New South Wales\Sydney Northern\Willoughby\St Leonards | \Organizations\101-NSW Health\8899-NSLHD | RN-002012 | Thermostatic Mixing Valve - TMV 17 | Thermostatic Mixing Valve - TMV 17 - RN38.00.124 | \Classifications\Specification Class\Building Equipment\Plumbing\Thermostatic Mixing Valves | Hydraulics, Valves, Thermostatic Mixing Valves | HY-Va-TMV | \Classifications\Specification Class\VBIS\HY - Hydraulics\HY-Va - Valves\HY-Va-TMV - Thermostatic Mixing Valves |  | UNKNOWN |  |  |  | RN-002012 | [6 empty] | 2023-07-25 | 2 - Normal | 3 - Fair | 3 - High |  | 2 - Normal | Statutory | Preventive | High |  |  | 6y0M
440 | Royal North Shore Hospital | RN38 - Child Care Centre | Ground | RN38.00.124 | \Locations\Royal North Shore Hospital\RN38 - Child Care Centre\Ground\RN38.00.124 Toilet - Nappy Change | \Geography\Oceania\Australia\New South Wales\Sydney Northern\Willoughby\St Leonards | \Organizations\101-NSW Health\8899-NSLHD | RN-002015 | Thermostatic Mixing Valve - TMV 18 | Thermostatic Mixing Valve - TMV 18 - RN38.00.124 | \Classifications\Specification Class\Building Equipment\Plumbing\Thermostatic Mixing Valves | Hydraulics, Valves, Thermostatic Mixing Valves | HY-Va-TMV | \Classifications\Specification Class\VBIS\HY - Hydraulics\HY-Va - Valves\HY-Va-TMV - Thermostatic Mixing Valves |  | UNKNOWN |  |  |  | RN-002015 | [6 empty] | 2023-07-25 | 2 - Normal | 3 - Fair | 3 - High |  | 2 - Normal | Statutory | Preventive | High |  |  | 6y0M
441 | Royal North Shore Hospital | RN38 - Child Care Centre | Ground | RN38.00.124 | \Locations\Royal North Shore Hospital\RN38 - Child Care Centre\Ground\RN38.00.124 Toilet - Nappy Change | \Geography\Oceania\Australia\New South Wales\Sydney Northern\Willoughby\St Leonards | \Organizations\101-NSW Health\8899-NSLHD | RN-002014 | Smoke Detector | Smoke Detector - RN38.00.124 | \Classifications\Specification Class\Building Equipment\Fire Protection\Fire Alarm Systems\Smoke Detectors | Fire Detection, Fire Detectors, Smoke | FD-FD-Sm | \Classifications\Specification Class\VBIS\FD - Fire Detection\FD-FD - Fire Detectors\FD-FD-Sm - Smoke |  | UNKNOWN |  |  |  | RN-002014 | [6 empty] | 2023-07-25 | 2 - Normal | 2 - Good | 2 - Medium |  | 2 - Normal | Statutory | Preventive | High |  |  | 16y0M
442 | Royal North Shore Hospital | RN38 - Child Care Centre | Ground | RN38.00.124 | \Locations\Royal North Shore Hospital\RN38 - Child Care Centre\Ground\RN38.00.124 Toilet - Nappy Change | \Geography\Oceania\Australia\New South Wales\Sydney Northern\Willoughby\St Leonards | \Organizations\101-NSW Health\8899-NSLHD | RN-002013 | Emergency Exit Sign | Emergency Exit Sign - RN38.00.124 | \Classifications\Specification Class\Building Equipment\Electrical\Other Electrical Systems\Emergency Light & Power Systems\Emergency Evacuation Lighting | Electrical Lighting, Emergency Lighting, Testing | EL-EL-Te | \Classifications\Specification Class\VBIS\EL - Electrical Lighting\EL-EL - Emergency Lighting\EL-EL-Te - Testing |  | STANILITE | 24m |  |  | RN-002013 | [6 empty] | 2023-07-25 | 2 - Normal | 3 - Fair | 2 - Medium |  | 2 - Normal | Statutory | Preventive | High |  |  | 15y0M
443 | Royal North Shore Hospital | RN38 - Child Care Centre | Ground | RN38.00.125 | \Locations\Royal North Shore Hospital\RN38 - Child Care Centre\Ground\RN38.00.125 Food Prep | \Geography\Oceania\Australia\New South Wales\Sydney Northern\Willoughby\St Leonards | \Organizations\101-NSW Health\8899-NSLHD | RN-002016 | Smoke Detector | Smoke Detector - RN38.00.125 | \Classifications\Specification Class\Building Equipment\Fire Protection\Fire Alarm Systems\Smoke Detectors | Fire Detection, Fire Detectors, Smoke | FD-FD-Sm | \Classifications\Specification Class\VBIS\FD - Fire Detection\FD-FD - Fire Detectors\FD-FD-Sm - Smoke |  | UNKNOWN |  |  |  | RN-002016 | [6 empty] | 2023-07-25 | 2 - Normal | 2 - Good | 2 - Medium |  | 2 - Normal | Statutory | Preventive | High |  |  | 16y0M
444 | Royal North Shore Hospital | RN38 - Child Care Centre | Ground | RN38.00.126 | \Locations\Royal North Shore Hospital\RN38 - Child Care Centre\Ground\RN38.00.126 Store | \Geography\Oceania\Australia\New South Wales\Sydney Northern\Willoughby\St Leonards | \Organizations\101-NSW Health\8899-NSLHD | RN-002017 | Smoke Detector | Smoke Detector - RN38.00.126 | \Classifications\Specification Class\Building Equipment\Fire Protection\Fire Alarm Systems\Smoke Detectors | Fire Detection, Fire Detectors, Smoke | FD-FD-Sm | \Classifications\Specification Class\VBIS\FD - Fire Detection\FD-FD - Fire Detectors\FD-FD-Sm - Smoke |  | UNKNOWN |  |  |  | RN-002017 | [6 empty] | 2023-07-25 | 2 - Normal | 2 - Good | 2 - Medium |  | 2 - Normal | Statutory | Preventive | High |  |  | 16y0M
445 | Royal North Shore Hospital | RN38 - Child Care Centre | Ground | RN38.00.126 | \Locations\Royal North Shore Hospital\RN38 - Child Care Centre\Ground\RN38.00.126 Store | \Geography\Oceania\Australia\New South Wales\Sydney Northern\Willoughby\St Leonards | \Organizations\101-NSW Health\8899-NSLHD | RN-002033 | Distribution Board - DB-2 | Distribution Board - DB-2 - RN38.00.126 | \Classifications\Specification Class\Building Equipment\Electrical\Electrical Service & Distribution\Distribution Boards | Electrical Power, Switchboard, Main Switch Board | EP-SB-MSB | \Classifications\Specification Class\VBIS\EP - Electrical Power\EP-SB - Switchboard\EP-SB-MSB - Main Switch Board |  | CBI ELECTRIC | Advantage |  |  | RN-002033 | [6 empty] | 2023-07-25 | 2 - Normal | 3 - Fair | 3 - High |  | 2 - Normal | Statutory | Preventive | High |  |  | 15y0M
446 | Royal North Shore Hospital | RN38 - Child Care Centre | Ground | RN38.00.121 | \Locations\Royal North Shore Hospital\RN38 - Child Care Centre\Ground\RN38.00.121 Store Play | \Geography\Oceania\Australia\New South Wales\Sydney Northern\Willoughby\St Leonards | \Organizations\101-NSW Health\8899-NSLHD | RN-002035 | Smoke Detector | Smoke Detector - RN38.00.121 | \Classifications\Specification Class\Building Equipment\Fire Protection\Fire Alarm Systems\Smoke Detectors | Fire Detection, Fire Detectors, Smoke | FD-FD-Sm | \Classifications\Specification Class\VBIS\FD - Fire Detection\FD-FD - Fire Detectors\FD-FD-Sm - Smoke |  | UNKNOWN |  |  |  | RN-002035 | [6 empty] | 2023-07-25 | 2 - Normal | 2 - Good | 2 - Medium |  | 2 - Normal | Statutory | Preventive | High |  |  | 16y0M
447 | Royal North Shore Hospital | RN38 - Child Care Centre | Ground | RN38.00.134 | \Locations\Royal North Shore Hospital\RN38 - Child Care Centre\Ground\RN38.00.134 External Plant | \Geography\Oceania\Australia\New South Wales\Sydney Northern\Willoughby\St Leonards | \Organizations\101-NSW Health\8899-NSLHD | RN-002031 | Air Conditioner - Outdoor Condensing Unit (Split-System) | Air Conditioner - Outdoor Condensing Unit (Split-System) - RN38.00.134 | \Classifications\Specification Class\Building Equipment\HVAC\Terminal & Package Units\Package Units\Split Systems | Mechanical, Air Conditioning Unit | ME-ACU | \Classifications\Specification Class\VBIS\ME - Mechanical\ME-ACU - Air Conditioning Unit |  | FUJITSU | AOTG36LCTL |  | T005215 | RN-002031 | [6 empty] | 2023-07-25 | 2 - Normal | 3 - Fair | 2 - Medium |  | 2 - Normal | Statutory | Preventive | Medium |  |  | 6y0M
448 | Royal North Shore Hospital | RN38 - Child Care Centre | Ground | RN38.00.134 | \Locations\Royal North Shore Hospital\RN38 - Child Care Centre\Ground\RN38.00.134 External Plant | \Geography\Oceania\Australia\New South Wales\Sydney Northern\Willoughby\St Leonards | \Organizations\101-NSW Health\8899-NSLHD | RN-002032 | Air Conditioner - Outdoor Condensing Unit (Split-System) | Air Conditioner - Outdoor Condensing Unit (Split-System) - RN38.00.134 | \Classifications\Specification Class\Building Equipment\HVAC\Terminal & Package Units\Package Units\Split Systems | Mechanical, Air Conditioning Unit | ME-ACU | \Classifications\Specification Class\VBIS\ME - Mechanical\ME-ACU - Air Conditioning Unit |  | FUJITSU | AOTG30LBTA4 |  | T008257 | RN-002032 | [6 empty] | 2023-07-25 | 2 - Normal | 3 - Fair | 2 - Medium |  | 2 - Normal | Statutory | Preventive | Medium |  |  | 6y0M
449 | Royal North Shore Hospital | RN38 - Child Care Centre | Ground | RN38.00.126 | \Locations\Royal North Shore Hospital\RN38 - Child Care Centre\Ground\RN38.00.126 Store | \Geography\Oceania\Australia\New South Wales\Sydney Northern\Willoughby\St Leonards | \Organizations\101-NSW Health\8899-NSLHD | RN-002034 | Fire Extinguisher - CO2 | Fire Extinguisher - CO2 - RN38.00.126 | \Classifications\Specification Class\Building Equipment\Fire Protection\Fire Protection Specialities\Fire Extinguishers\CO2 | Fire Suppression, Portable Fire Extinguisher, Carbon Dioxide | FS-PFE-CD | \Classifications\Specification Class\VBIS\FS - Fire Suppression\FS-PFE - Portable Fire Extinguisher\FS-PFE-CD - Carbon Dioxide |  | FIREBOX | 5.0kg |  |  | RN-002034 | [6 empty] | 2023-07-25 | 2 - Normal | 3 - Fair | 2 - Medium |  | 2 - Normal | Statutory | Preventive | High |  |  | 9y0M
450 | Royal North Shore Hospital | RN38 - Child Care Centre | Ground | RN38.00.137 | \Locations\Royal North Shore Hospital\RN38 - Child Care Centre\Ground\RN38.00.137 FHR | \Geography\Oceania\Australia\New South Wales\Sydney Northern\Willoughby\St Leonards | \Organizations\101-NSW Health\8899-NSLHD | RN-002019 | Fire Hose Reel | Fire Hose Reel - RN38.00.137 | \Classifications\Specification Class\Building Equipment\Fire Protection\Fire Protection Specialities\Fire Hose Reels | Fire Suppression, Fire Hose Reel | FS-FHR | \Classifications\Specification Class\VBIS\FS - Fire Suppression\FS-FHR - Fire Hose Reel |  | BFI | HRS 035-GI-019-RD | 36m |  | RN-002019 |  |  |  |  | 2017-01-01 |  | 2023-07-25 | 2 - Normal | 3 - Fair | 2 - Medium |  | 2 - Normal | Statutory | Preventive | High |  |  | 8y4M
451 | Royal North Shore Hospital | RN38 - Child Care Centre | Ground | RN38.00.137 | \Locations\Royal North Shore Hospital\RN38 - Child Care Centre\Ground\RN38.00.137 FHR | \Geography\Oceania\Australia\New South Wales\Sydney Northern\Willoughby\St Leonards | \Organizations\101-NSW Health\8899-NSLHD | RN-002021 | Fire Extinguisher - CO2 | Fire Extinguisher - CO2 - RN38.00.137 | \Classifications\Specification Class\Building Equipment\Fire Protection\Fire Protection Specialities\Fire Extinguishers\CO2 | Fire Suppression, Portable Fire Extinguisher, Carbon Dioxide | FS-PFE-CD | \Classifications\Specification Class\VBIS\FS - Fire Suppression\FS-PFE - Portable Fire Extinguisher\FS-PFE-CD - Carbon Dioxide |  | ARA FIRE | 3.5kg |  |  | RN-002021 | [6 empty] | 2023-07-25 | 2 - Normal | 3 - Fair | 2 - Medium |  | 2 - Normal | Statutory | Preventive | High |  |  | 9y0M
452 | Royal North Shore Hospital | RN38 - Child Care Centre | Ground | RN38.00.123 | \Locations\Royal North Shore Hospital\RN38 - Child Care Centre\Ground\RN38.00.123 Play Area | \Geography\Oceania\Australia\New South Wales\Sydney Northern\Willoughby\St Leonards | \Organizations\101-NSW Health\8899-NSLHD | RN-002024 | Smoke Detector | Smoke Detector - RN38.00.123 | \Classifications\Specification Class\Building Equipment\Fire Protection\Fire Alarm Systems\Smoke Detectors | Fire Detection, Fire Detectors, Smoke | FD-FD-Sm | \Classifications\Specification Class\VBIS\FD - Fire Detection\FD-FD - Fire Detectors\FD-FD-Sm - Smoke |  | UNKNOWN |  |  |  | RN-002024 | [6 empty] | 2023-07-25 | 2 - Normal | 2 - Good | 2 - Medium |  | 2 - Normal | Statutory | Preventive | High |  |  | 16y0M
453 | Royal North Shore Hospital | RN38 - Child Care Centre | Ground | RN38.00.123 | \Locations\Royal North Shore Hospital\RN38 - Child Care Centre\Ground\RN38.00.123 Play Area | \Geography\Oceania\Australia\New South Wales\Sydney Northern\Willoughby\St Leonards | \Organizations\101-NSW Health\8899-NSLHD | RN-002026 | Air Conditioner - Split System Indoor Unit | Air Conditioner - Split System Indoor Unit - RN38.00.123 | \Classifications\Specification Class\Building Equipment\HVAC\Terminal & Package Units\Package Units\Split Systems | Mechanical, Air Conditioning Unit | ME-ACU | \Classifications\Specification Class\VBIS\ME - Mechanical\ME-ACU - Air Conditioning Unit |  | FUJITSU |  |  |  | RN-002026 | [6 empty] | 2023-07-25 | 2 - Normal | 3 - Fair | 2 - Medium |  | 2 - Normal | Statutory | Preventive | Medium |  |  | 6y0M | [9 empty] | Ceiling Mounted
454 | Royal North Shore Hospital | RN38 - Child Care Centre | Ground | RN38.00.123 | \Locations\Royal North Shore Hospital\RN38 - Child Care Centre\Ground\RN38.00.123 Play Area | \Geography\Oceania\Australia\New South Wales\Sydney Northern\Willoughby\St Leonards | \Organizations\101-NSW Health\8899-NSLHD | RN-002023 | Smoke Detector | Smoke Detector - RN38.00.123 | \Classifications\Specification Class\Building Equipment\Fire Protection\Fire Alarm Systems\Smoke Detectors | Fire Detection, Fire Detectors, Smoke | FD-FD-Sm | \Classifications\Specification Class\VBIS\FD - Fire Detection\FD-FD - Fire Detectors\FD-FD-Sm - Smoke |  | UNKNOWN |  |  |  | RN-002023 | [6 empty] | 2023-07-25 | 2 - Normal | 2 - Good | 2 - Medium |  | 2 - Normal | Statutory | Preventive | High |  |  | 16y0M
455 | Royal North Shore Hospital | RN38 - Child Care Centre | Ground | RN38.00.123 | \Locations\Royal North Shore Hospital\RN38 - Child Care Centre\Ground\RN38.00.123 Play Area | \Geography\Oceania\Australia\New South Wales\Sydney Northern\Willoughby\St Leonards | \Organizations\101-NSW Health\8899-NSLHD | RN-002022 | Emergency Exit Sign | Emergency Exit Sign - RN38.00.123 | \Classifications\Specification Class\Building Equipment\Electrical\Other Electrical Systems\Emergency Light & Power Systems\Emergency Evacuation Lighting | Electrical Lighting, Emergency Lighting, Testing | EL-EL-Te | \Classifications\Specification Class\VBIS\EL - Electrical Lighting\EL-EL - Emergency Lighting\EL-EL-Te - Testing |  | STANILITE | 24m |  |  | RN-002022 | [6 empty] | 2023-07-25 | 2 - Normal | 3 - Fair | 2 - Medium |  | 2 - Normal | Statutory | Preventive | High |  |  | 15y0M
456 | Royal North Shore Hospital | RN38 - Child Care Centre | Ground | RN38.00.120 | \Locations\Royal North Shore Hospital\RN38 - Child Care Centre\Ground\RN38.00.120 Cot Room | \Geography\Oceania\Australia\New South Wales\Sydney Northern\Willoughby\St Leonards | \Organizations\101-NSW Health\8899-NSLHD | RN-002030 | Smoke Detector | Smoke Detector - RN38.00.120 | \Classifications\Specification Class\Building Equipment\Fire Protection\Fire Alarm Systems\Smoke Detectors | Fire Detection, Fire Detectors, Smoke | FD-FD-Sm | \Classifications\Specification Class\VBIS\FD - Fire Detection\FD-FD - Fire Detectors\FD-FD-Sm - Smoke |  | UNKNOWN |  |  |  | RN-002030 | [6 empty] | 2023-07-25 | 2 - Normal | 2 - Good | 2 - Medium |  | 2 - Normal | Statutory | Preventive | High |  |  | 16y0M
457 | Royal North Shore Hospital | RN38 - Child Care Centre | Ground | RN38.00.122 | \Locations\Royal North Shore Hospital\RN38 - Child Care Centre\Ground\RN38.00.122 Sleep Area | \Geography\Oceania\Australia\New South Wales\Sydney Northern\Willoughby\St Leonards | \Organizations\101-NSW Health\8899-NSLHD | RN-002028 | Smoke Detector | Smoke Detector - RN38.00.122 | \Classifications\Specification Class\Building Equipment\Fire Protection\Fire Alarm Systems\Smoke Detectors | Fire Detection, Fire Detectors, Smoke | FD-FD-Sm | \Classifications\Specification Class\VBIS\FD - Fire Detection\FD-FD - Fire Detectors\FD-FD-Sm - Smoke |  | UNKNOWN |  |  |  | RN-002028 | [6 empty] | 2023-07-25 | 2 - Normal | 2 - Good | 2 - Medium |  | 2 - Normal | Statutory | Preventive | High |  |  | 16y0M
458 | Royal North Shore Hospital | RN38 - Child Care Centre | Ground | RN38.00.122 | \Locations\Royal North Shore Hospital\RN38 - Child Care Centre\Ground\RN38.00.122 Sleep Area | \Geography\Oceania\Australia\New South Wales\Sydney Northern\Willoughby\St Leonards | \Organizations\101-NSW Health\8899-NSLHD | RN-002027 | Air Conditioner - Split System Indoor Unit | Air Conditioner - Split System Indoor Unit - RN38.00.122 | \Classifications\Specification Class\Building Equipment\HVAC\Terminal & Package Units\Package Units\Split Systems | Mechanical, Air Conditioning Unit | ME-ACU | \Classifications\Specification Class\VBIS\ME - Mechanical\ME-ACU - Air Conditioning Unit |  | FUJITSU |  |  |  | RN-002027 | [6 empty] | 2023-07-25 | 2 - Normal | 3 - Fair | 2 - Medium |  | 2 - Normal | Statutory | Preventive | Medium |  |  | 6y0M | [9 empty] | Ceiling Mounted
459 | Royal North Shore Hospital | RN38 - Child Care Centre | Ground | RN38.00.120 | \Locations\Royal North Shore Hospital\RN38 - Child Care Centre\Ground\RN38.00.120 Cot Room | \Geography\Oceania\Australia\New South Wales\Sydney Northern\Willoughby\St Leonards | \Organizations\101-NSW Health\8899-NSLHD | RN-002029 | Air Conditioner - Split System Indoor Unit | Air Conditioner - Split System Indoor Unit - RN38.00.120 | \Classifications\Specification Class\Building Equipment\HVAC\Terminal & Package Units\Package Units\Split Systems | Mechanical, Air Conditioning Unit | ME-ACU | \Classifications\Specification Class\VBIS\ME - Mechanical\ME-ACU - Air Conditioning Unit |  | FUJITSU |  |  |  | RN-002029 | [6 empty] | 2023-07-25 | 2 - Normal | 3 - Fair | 2 - Medium |  | 2 - Normal | Statutory | Preventive | Medium |  |  | 6y0M | [9 empty] | Ceiling Mounted
460 | Royal North Shore Hospital | RN38 - Child Care Centre | Ground | External | \Locations\Royal North Shore Hospital\RN38 - Child Care Centre\Ground | \Geography\Oceania\Australia\New South Wales\Sydney Northern\Willoughby\St Leonards | \Organizations\101-NSW Health\8899-NSLHD | RN-002036 | Air Conditioner - Outdoor Condensing Unit (Split-System) | Air Conditioner - Outdoor Condensing Unit (Split-System) - External | \Classifications\Specification Class\Building Equipment\HVAC\Terminal & Package Units\Package Units\Split Systems | Mechanical, Air Conditioning Unit | ME-ACU | \Classifications\Specification Class\VBIS\ME - Mechanical\ME-ACU - Air Conditioning Unit |  | FUJITSU | AOTG24LATC |  | T025269 | RN-002036 | [5 empty] | External | 2023-07-25 | 2 - Normal | 3 - Fair | 2 - Medium |  | 2 - Normal | Statutory | Preventive | Medium |  |  | 6y0M
461 | Royal North Shore Hospital | RN38 - Child Care Centre | Ground | External | \Locations\Royal North Shore Hospital\RN38 - Child Care Centre\Ground | \Geography\Oceania\Australia\New South Wales\Sydney Northern\Willoughby\St Leonards | \Organizations\101-NSW Health\8899-NSLHD | RN-002037 | Air Conditioner - Outdoor Condensing Unit (Split-System) | Air Conditioner - Outdoor Condensing Unit (Split-System) - External | \Classifications\Specification Class\Building Equipment\HVAC\Terminal & Package Units\Package Units\Split Systems | Mechanical, Air Conditioning Unit | ME-ACU | \Classifications\Specification Class\VBIS\ME - Mechanical\ME-ACU - Air Conditioning Unit |  | FUJITSU | AOTA36LCTL |  | T005202 | RN-002037 | [5 empty] | External | 2023-07-25 | 2 - Normal | 3 - Fair | 2 - Medium |  | 2 - Normal | Statutory | Preventive | Medium |  |  | 6y0M
462 | Royal North Shore Hospital | RN38 - Child Care Centre | Ground | External | \Locations\Royal North Shore Hospital\RN38 - Child Care Centre\Ground | \Geography\Oceania\Australia\New South Wales\Sydney Northern\Willoughby\St Leonards | \Organizations\101-NSW Health\8899-NSLHD | RN-002038 | Air Conditioner - Outdoor Condensing Unit (Split-System) | Air Conditioner - Outdoor Condensing Unit (Split-System) - External | \Classifications\Specification Class\Building Equipment\HVAC\Terminal & Package Units\Package Units\Split Systems | Mechanical, Air Conditioning Unit | ME-ACU | \Classifications\Specification Class\VBIS\ME - Mechanical\ME-ACU - Air Conditioning Unit |  | FUJITSU | AOTA36LCTL |  | T005216 | RN-002038 | [5 empty] | External | 2023-07-25 | 2 - Normal | 3 - Fair | 2 - Medium |  | 2 - Normal | Statutory | Preventive | Medium |  |  | 6y0M
463 | Royal North Shore Hospital | RN38 - Child Care Centre | Ground | External | \Locations\Royal North Shore Hospital\RN38 - Child Care Centre\Ground | \Geography\Oceania\Australia\New South Wales\Sydney Northern\Willoughby\St Leonards | \Organizations\101-NSW Health\8899-NSLHD | RN-002039 | Air Conditioner - Outdoor Condensing Unit (Split-System) | Air Conditioner - Outdoor Condensing Unit (Split-System) - External | \Classifications\Specification Class\Building Equipment\HVAC\Terminal & Package Units\Package Units\Split Systems | Mechanical, Air Conditioning Unit | ME-ACU | \Classifications\Specification Class\VBIS\ME - Mechanical\ME-ACU - Air Conditioning Unit |  | FUJITSU | AOTA45LCTL |  | T006134 | RN-002039 | [5 empty] | External | 2023-07-25 | 2 - Normal | 3 - Fair | 2 - Medium |  | 2 - Normal | Statutory | Preventive | Medium |  |  | 6y0M
464 | Royal North Shore Hospital | RN38 - Child Care Centre | Ground | External | \Locations\Royal North Shore Hospital\RN38 - Child Care Centre\Ground | \Geography\Oceania\Australia\New South Wales\Sydney Northern\Willoughby\St Leonards | \Organizations\101-NSW Health\8899-NSLHD | RN-002040 | Hot Water Heater - Gas | Hot Water Heater - Gas - External | \Classifications\Specification Class\Building Equipment\Plumbing\Domestic Water Distribution\Hot Water Service\Hot Water Heaters | Hydraulics, Hot Water Unit, Storage Tanks, Gas | HY-HWU-ST-Ga | \Classifications\Specification Class\VBIS\HY - Hydraulics\HY-HWU - Hot Water Unit\HY-HWU-ST - Storage Tanks\HY-HWU-ST-Ga - Gas |  | RHEEM | 631265N0 | 265L | 6278300 | RN-002040 |  |  |  |  | 2018-01-01 | External | 2023-07-25 | 2 - Normal | 3 - Fair | 2 - Medium |  | 2 - Normal | Statutory | Preventive | Medium |  |  | 4y4M
465 | Royal North Shore Hospital | RN38 - Child Care Centre | Ground | External | \Locations\Royal North Shore Hospital\RN38 - Child Care Centre\Ground | \Geography\Oceania\Australia\New South Wales\Sydney Northern\Willoughby\St Leonards | \Organizations\101-NSW Health\8899-NSLHD | RN-002041 | Hot Water Heater - Gas | Hot Water Heater - Gas - External | \Classifications\Specification Class\Building Equipment\Plumbing\Domestic Water Distribution\Hot Water Service\Hot Water Heaters | Hydraulics, Hot Water Unit, Storage Tanks, Gas | HY-HWU-ST-Ga | \Classifications\Specification Class\VBIS\HY - Hydraulics\HY-HWU - Hot Water Unit\HY-HWU-ST - Storage Tanks\HY-HWU-ST-Ga - Gas |  | RHEEM | 631265N0 | 265L | 6278304 | RN-002041 |  |  |  |  | 2018-01-01 | External | 2023-07-25 | 2 - Normal | 3 - Fair | 2 - Medium |  | 2 - Normal | Statutory | Preventive | Medium |  |  | 4y4M
466 | Royal North Shore Hospital | RN43 - P1 Multi Storey Car Park | Level 6 | RN43.06.005 | \Locations\Royal North Shore Hospital\RN43 - P1 Multi Storey Car Park\Level 6 | \Geography\Oceania\Australia\New South Wales\Sydney Northern\Willoughby\St Leonards | \Organizations\101-NSW Health\8899-NSLHD | RN-001819 | Fire Hose Reel | Fire Hose Reel - RN43.06.005 | \Classifications\Specification Class\Building Equipment\Fire Protection\Fire Protection Specialities\Fire Hose Reels | Fire Suppression, Fire Hose Reel | FS-FHR | \Classifications\Specification Class\VBIS\FS - Fire Suppression\FS-FHR - Fire Hose Reel |  | FIREWORLD | 36m |  |  | RN-001819 | [6 empty] | 2023-07-25 | 2 - Normal | 2 - Good | 2 - Medium |  | 2 - Normal | Statutory | Preventive | High |  |  | 12y0M
467 | Royal North Shore Hospital | RN43 - P1 Multi Storey Car Park | Level 6 | RN43.06.005 | \Locations\Royal North Shore Hospital\RN43 - P1 Multi Storey Car Park\Level 6 | \Geography\Oceania\Australia\New South Wales\Sydney Northern\Willoughby\St Leonards | \Organizations\101-NSW Health\8899-NSLHD | RN-001851 | Height Safety Systems - Ladder Bracket | Height Safety Systems - Ladder Bracket - RN43.06.005 | \Classifications\Specification Class\Building Equipment\Building Fabric\Fixtures | Structure, Hand Rail | ST-HR | \Classifications\Specification Class\VBIS\ST - Structure\ST-HR - Hand Rail |  | RIS |  |  |  | RN-001851 | [6 empty] | 2023-07-25 | 2 - Normal | 3 - Fair | 2 - Medium |  | 2 - Normal | Statutory | Preventive | High |  |  | 21y0M
468 | Royal North Shore Hospital | RN43 - P1 Multi Storey Car Park | Level 6 | RN43.06.005 | \Locations\Royal North Shore Hospital\RN43 - P1 Multi Storey Car Park\Level 6 | \Geography\Oceania\Australia\New South Wales\Sydney Northern\Willoughby\St Leonards | \Organizations\101-NSW Health\8899-NSLHD | RN-001821 | Fire Door - Single Leaf | Fire Door - Single Leaf - RN43.06.005 | \Classifications\Specification Class\Building Equipment\Fire Protection\Fire Protection Specialities\Fire Doors | Structure, Doors Fire Rated | ST-DFR | \Classifications\Specification Class\VBIS\ST - Structure\ST-DFR - Doors Fire Rated |  | PRO INDUSTRIES | FRL -/120/30 |  |  | RN-001821 | [6 empty] | 2023-07-25 | 2 - Normal | 3 - Fair | 2 - Medium |  | 2 - Normal | Statutory | Preventive | High |  |  | 15y0M
469 | Royal North Shore Hospital | RN43 - P1 Multi Storey Car Park | Level 6 | RN43.06.005 | \Locations\Royal North Shore Hospital\RN43 - P1 Multi Storey Car Park\Level 6 | \Geography\Oceania\Australia\New South Wales\Sydney Northern\Willoughby\St Leonards | \Organizations\101-NSW Health\8899-NSLHD | RN-001850 | Fire Hydrant - Internal Landing Valve | Fire Hydrant - Internal Landing Valve - RN43.06.005 | \Classifications\Specification Class\Building Equipment\Fire Protection\Hydrants | Fire Suppression, Fire Hydrant, Internal Landing Valve | FS-FH-ILV | \Classifications\Specification Class\VBIS\FS - Fire Suppression\FS-FH - Fire Hydrant\FS-FH-ILV - Internal Landing Valve |  | UNKNOWN |  |  |  | RN-001850 | [6 empty] | 2023-07-25 | 2 - Normal | 3 - Fair | 2 - Medium |  | 2 - Normal | Statutory | Preventive | High |  |  | 15y0M
470 | Royal North Shore Hospital | RN43 - P1 Multi Storey Car Park | Level 6 | RN43.06.005 | \Locations\Royal North Shore Hospital\RN43 - P1 Multi Storey Car Park\Level 6 | \Geography\Oceania\Australia\New South Wales\Sydney Northern\Willoughby\St Leonards | \Organizations\101-NSW Health\8899-NSLHD | RN-001848 | Emergency Exit Sign | Emergency Exit Sign - RN43.06.005 | \Classifications\Specification Class\Building Equipment\Electrical\Other Electrical Systems\Emergency Light & Power Systems\Emergency Evacuation Lighting | Electrical Lighting, Emergency Lighting, Testing | EL-EL-Te | \Classifications\Specification Class\VBIS\EL - Electrical Lighting\EL-EL - Emergency Lighting\EL-EL-Te - Testing |  | CLEVERTRONICS | 24m |  |  | RN-001848 | [6 empty] | 2023-07-25 | 2 - Normal | 3 - Fair | 2 - Medium |  | 2 - Normal | Statutory | Preventive | High |  |  | 15y0M
471 | Royal North Shore Hospital | RN43 - P1 Multi Storey Car Park | Level 6 | RN43.06.005 | \Locations\Royal North Shore Hospital\RN43 - P1 Multi Storey Car Park\Level 6 | \Geography\Oceania\Australia\New South Wales\Sydney Northern\Willoughby\St Leonards | \Organizations\101-NSW Health\8899-NSLHD | RN-001849 | Emergency Exit Sign | Emergency Exit Sign - RN43.06.005 | \Classifications\Specification Class\Building Equipment\Electrical\Other Electrical Systems\Emergency Light & Power Systems\Emergency Evacuation Lighting | Electrical Lighting, Emergency Lighting, Testing | EL-EL-Te | \Classifications\Specification Class\VBIS\EL - Electrical Lighting\EL-EL - Emergency Lighting\EL-EL-Te - Testing |  | CLEVERTRONICS | 24m |  |  | RN-001849 | [6 empty] | 2023-07-25 | 2 - Normal | 3 - Fair | 2 - Medium |  | 2 - Normal | Statutory | Preventive | High |  |  | 15y0M
472 | Royal North Shore Hospital | RN43 - P1 Multi Storey Car Park | Level 6 | RN43.06.001 | \Locations\Royal North Shore Hospital\RN43 - P1 Multi Storey Car Park\Level 6\RN43.06.001 Stairway | \Geography\Oceania\Australia\New South Wales\Sydney Northern\Willoughby\St Leonards | \Organizations\101-NSW Health\8899-NSLHD | RN-001853 | Emergency Exit Sign | Emergency Exit Sign - RN43.06.001 | \Classifications\Specification Class\Building Equipment\Electrical\Other Electrical Systems\Emergency Light & Power Systems\Emergency Evacuation Lighting | Electrical Lighting, Emergency Lighting, Testing | EL-EL-Te | \Classifications\Specification Class\VBIS\EL - Electrical Lighting\EL-EL - Emergency Lighting\EL-EL-Te - Testing |  | CLEVERTRONICS | 24m |  |  | RN-001853 | [6 empty] | 2023-07-25 | 2 - Normal | 3 - Fair | 2 - Medium |  | 2 - Normal | Statutory | Preventive | High |  |  | 15y0M
473 | Royal North Shore Hospital | RN43 - P1 Multi Storey Car Park | Level 6 | RN43.06.001 | \Locations\Royal North Shore Hospital\RN43 - P1 Multi Storey Car Park\Level 6\RN43.06.001 Stairway | \Geography\Oceania\Australia\New South Wales\Sydney Northern\Willoughby\St Leonards | \Organizations\101-NSW Health\8899-NSLHD | RN-001852 | Emergency Exit Sign | Emergency Exit Sign - RN43.06.001 | \Classifications\Specification Class\Building Equipment\Electrical\Other Electrical Systems\Emergency Light & Power Systems\Emergency Evacuation Lighting | Electrical Lighting, Emergency Lighting, Testing | EL-EL-Te | \Classifications\Specification Class\VBIS\EL - Electrical Lighting\EL-EL - Emergency Lighting\EL-EL-Te - Testing |  | CLEVERTRONICS | 24m |  |  | RN-001852 | [6 empty] | 2023-07-25 | 2 - Normal | 3 - Fair | 2 - Medium |  | 2 - Normal | Statutory | Preventive | High |  |  | 15y0M
474 | Royal North Shore Hospital | RN43 - P1 Multi Storey Car Park | Level 6 | RN43.06.001 | \Locations\Royal North Shore Hospital\RN43 - P1 Multi Storey Car Park\Level 6\RN43.06.001 Stairway | \Geography\Oceania\Australia\New South Wales\Sydney Northern\Willoughby\St Leonards | \Organizations\101-NSW Health\8899-NSLHD | RN-001855 | Fire Hose Reel | Fire Hose Reel - RN43.06.001 | \Classifications\Specification Class\Building Equipment\Fire Protection\Fire Protection Specialities\Fire Hose Reels | Fire Suppression, Fire Hose Reel | FS-FHR | \Classifications\Specification Class\VBIS\FS - Fire Suppression\FS-FHR - Fire Hose Reel |  | FIREWORLD |  |  |  | RN-001855 | [6 empty] | 2023-07-25 | 2 - Normal | 2 - Good | 2 - Medium |  | 2 - Normal | Statutory | Preventive | High |  |  | 12y0M
475 | Royal North Shore Hospital | RN43 - P1 Multi Storey Car Park | Level 6 | RN43.06.001 | \Locations\Royal North Shore Hospital\RN43 - P1 Multi Storey Car Park\Level 6\RN43.06.001 Stairway | \Geography\Oceania\Australia\New South Wales\Sydney Northern\Willoughby\St Leonards | \Organizations\101-NSW Health\8899-NSLHD | RN-001854 | Fire Hydrant - Internal Landing Valve | Fire Hydrant - Internal Landing Valve - RN43.06.001 | \Classifications\Specification Class\Building Equipment\Fire Protection\Hydrants | Fire Suppression, Fire Hydrant, Internal Landing Valve | FS-FH-ILV | \Classifications\Specification Class\VBIS\FS - Fire Suppression\FS-FH - Fire Hydrant\FS-FH-ILV - Internal Landing Valve |  | UNKNOWN |  |  |  | RN-001854 | [6 empty] | 2023-07-25 | 2 - Normal | 3 - Fair | 2 - Medium |  | 2 - Normal | Statutory | Preventive | High |  |  | 15y0M
476 | Royal North Shore Hospital | RN43 - P1 Multi Storey Car Park | Level 6 | RN43.06.004 | \Locations\Royal North Shore Hospital\RN43 - P1 Multi Storey Car Park\Level 6 | \Geography\Oceania\Australia\New South Wales\Sydney Northern\Willoughby\St Leonards | \Organizations\101-NSW Health\8899-NSLHD | RN-001857 | Fire Hose Reel | Fire Hose Reel - RN43.06.004 | \Classifications\Specification Class\Building Equipment\Fire Protection\Fire Protection Specialities\Fire Hose Reels | Fire Suppression, Fire Hose Reel | FS-FHR | \Classifications\Specification Class\VBIS\FS - Fire Suppression\FS-FHR - Fire Hose Reel |  | FIREWORLD | 36m |  |  | RN-001857 | [6 empty] | 2023-07-25 | 2 - Normal | 2 - Good | 2 - Medium |  | 2 - Normal | Statutory | Preventive | High |  |  | 12y0M
477 | Royal North Shore Hospital | RN43 - P1 Multi Storey Car Park | Level 6 | RN43.06.004 | \Locations\Royal North Shore Hospital\RN43 - P1 Multi Storey Car Park\Level 6 | \Geography\Oceania\Australia\New South Wales\Sydney Northern\Willoughby\St Leonards | \Organizations\101-NSW Health\8899-NSLHD | RN-001858 | Emergency Exit Sign | Emergency Exit Sign - RN43.06.004 | \Classifications\Specification Class\Building Equipment\Electrical\Other Electrical Systems\Emergency Light & Power Systems\Emergency Evacuation Lighting | Electrical Lighting, Emergency Lighting, Testing | EL-EL-Te | \Classifications\Specification Class\VBIS\EL - Electrical Lighting\EL-EL - Emergency Lighting\EL-EL-Te - Testing |  | CLEVERTRONICS | 24m |  |  | RN-001858 | [6 empty] | 2023-07-25 | 2 - Normal | 3 - Fair | 2 - Medium |  | 2 - Normal | Statutory | Preventive | High |  |  | 15y0M
478 | Royal North Shore Hospital | RN43 - P1 Multi Storey Car Park | Level 6 | RN43.06.004 | \Locations\Royal North Shore Hospital\RN43 - P1 Multi Storey Car Park\Level 6 | \Geography\Oceania\Australia\New South Wales\Sydney Northern\Willoughby\St Leonards | \Organizations\101-NSW Health\8899-NSLHD | RN-001859 | Emergency Exit Sign | Emergency Exit Sign - RN43.06.004 | \Classifications\Specification Class\Building Equipment\Electrical\Other Electrical Systems\Emergency Light & Power Systems\Emergency Evacuation Lighting | Electrical Lighting, Emergency Lighting, Testing | EL-EL-Te | \Classifications\Specification Class\VBIS\EL - Electrical Lighting\EL-EL - Emergency Lighting\EL-EL-Te - Testing |  | CLEVERTRONICS | 24m |  |  | RN-001859 | [6 empty] | 2023-07-25 | 2 - Normal | 3 - Fair | 2 - Medium |  | 2 - Normal | Statutory | Preventive | High |  |  | 15y0M
479 | Royal North Shore Hospital | RN43 - P1 Multi Storey Car Park | Level 6 | RN43.06.004 | \Locations\Royal North Shore Hospital\RN43 - P1 Multi Storey Car Park\Level 6 | \Geography\Oceania\Australia\New South Wales\Sydney Northern\Willoughby\St Leonards | \Organizations\101-NSW Health\8899-NSLHD | RN-001861 | Fire Door - Single Leaf | Fire Door - Single Leaf - RN43.06.004 | \Classifications\Specification Class\Building Equipment\Fire Protection\Fire Protection Specialities\Fire Doors | Structure, Doors Fire Rated | ST-DFR | \Classifications\Specification Class\VBIS\ST - Structure\ST-DFR - Doors Fire Rated |  | PRO INDUSTRIES | FRL -/120/30 |  |  | RN-001861 |  |  |  |  | 2009-01-01 |  | 2023-07-25 | 2 - Normal | 3 - Fair | 2 - Medium |  | 2 - Normal | Statutory | Preventive | High |  |  | 10y4M
480 | Royal North Shore Hospital | RN43 - P1 Multi Storey Car Park | Level 6 | RN43.06.004 | \Locations\Royal North Shore Hospital\RN43 - P1 Multi Storey Car Park\Level 6 | \Geography\Oceania\Australia\New South Wales\Sydney Northern\Willoughby\St Leonards | \Organizations\101-NSW Health\8899-NSLHD | RN-001856 | Fire Extinguisher - Dry Chemical | Fire Extinguisher - Dry Chemical - RN43.06.004 | \Classifications\Specification Class\Building Equipment\Fire Protection\Fire Protection Specialities\Fire Extinguishers\BCF | Fire Suppression, Portable Fire Extinguisher, Dry Chemical Powder | FS-PFE-DCP | \Classifications\Specification Class\VBIS\FS - Fire Suppression\FS-PFE - Portable Fire Extinguisher\FS-PFE-DCP - Dry Chemical Powder |  | BSA | 9.0kg |  |  | RN-001856 | [6 empty] | 2023-07-25 | 2 - Normal | 2 - Good | 2 - Medium |  | 2 - Normal | Statutory | Preventive | High |  |  | 12y0M
481 | Royal North Shore Hospital | RN43 - P1 Multi Storey Car Park | Level 6 | RN43.06.004 | \Locations\Royal North Shore Hospital\RN43 - P1 Multi Storey Car Park\Level 6 | \Geography\Oceania\Australia\New South Wales\Sydney Northern\Willoughby\St Leonards | \Organizations\101-NSW Health\8899-NSLHD | RN-001896 | Height Safety Systems - Ladder Bracket | Height Safety Systems - Ladder Bracket - RN43.06.004 | \Classifications\Specification Class\Building Equipment\Building Fabric\Fixtures | Structure, Hand Rail | ST-HR | \Classifications\Specification Class\VBIS\ST - Structure\ST-HR - Hand Rail |  | UNKNOWN |  |  |  | RN-001896 | [6 empty] | 2023-07-25 | 2 - Normal | 3 - Fair | 2 - Medium |  | 2 - Normal | Statutory | Preventive | High |  |  | 21y0M
482 | Royal North Shore Hospital | RN43 - P1 Multi Storey Car Park | Level 6 | RN43.06.004 | \Locations\Royal North Shore Hospital\RN43 - P1 Multi Storey Car Park\Level 6 | \Geography\Oceania\Australia\New South Wales\Sydney Northern\Willoughby\St Leonards | \Organizations\101-NSW Health\8899-NSLHD | RN-001860 | Fire Hydrant - Internal Landing Valve | Fire Hydrant - Internal Landing Valve - RN43.06.004 | \Classifications\Specification Class\Building Equipment\Fire Protection\Hydrants | Fire Suppression, Fire Hydrant, Internal Landing Valve | FS-FH-ILV | \Classifications\Specification Class\VBIS\FS - Fire Suppression\FS-FH - Fire Hydrant\FS-FH-ILV - Internal Landing Valve |  | UNKNOWN |  |  |  | RN-001860 | [6 empty] | 2023-07-25 | 2 - Normal | 3 - Fair | 2 - Medium |  | 2 - Normal | Statutory | Preventive | High |  |  | 15y0M
483 | Royal North Shore Hospital | RN43 - P1 Multi Storey Car Park | Level 6 | RN43.06.003 | \Locations\Royal North Shore Hospital\RN43 - P1 Multi Storey Car Park\Level 6 | \Geography\Oceania\Australia\New South Wales\Sydney Northern\Willoughby\St Leonards | \Organizations\101-NSW Health\8899-NSLHD | RN-001886 | Fire Hose Reel | Fire Hose Reel - RN43.06.003 | \Classifications\Specification Class\Building Equipment\Fire Protection\Fire Protection Specialities\Fire Hose Reels | Fire Suppression, Fire Hose Reel | FS-FHR | \Classifications\Specification Class\VBIS\FS - Fire Suppression\FS-FHR - Fire Hose Reel |  | FIREWORLD | 36m |  |  | RN-001886 | [6 empty] | 2023-07-25 | 2 - Normal | 3 - Fair | 2 - Medium |  | 2 - Normal | Statutory | Preventive | High |  |  | 9y0M
484 | Royal North Shore Hospital | RN43 - P1 Multi Storey Car Park | Level 6 | RN43.06.003 | \Locations\Royal North Shore Hospital\RN43 - P1 Multi Storey Car Park\Level 6 | \Geography\Oceania\Australia\New South Wales\Sydney Northern\Willoughby\St Leonards | \Organizations\101-NSW Health\8899-NSLHD | RN-001898 | Emergency Exit Sign | Emergency Exit Sign - RN43.06.003 | \Classifications\Specification Class\Building Equipment\Electrical\Other Electrical Systems\Emergency Light & Power Systems\Emergency Evacuation Lighting | Electrical Lighting, Emergency Lighting, Testing | EL-EL-Te | \Classifications\Specification Class\VBIS\EL - Electrical Lighting\EL-EL - Emergency Lighting\EL-EL-Te - Testing |  | CLEVERTRONICS | 24m |  |  | RN-001898 | [6 empty] | 2023-07-25 | 2 - Normal | 3 - Fair | 2 - Medium |  | 2 - Normal | Statutory | Preventive | High |  |  | 15y0M
485 | Royal North Shore Hospital | RN43 - P1 Multi Storey Car Park | Level 6 | RN43.06.003 | \Locations\Royal North Shore Hospital\RN43 - P1 Multi Storey Car Park\Level 6 | \Geography\Oceania\Australia\New South Wales\Sydney Northern\Willoughby\St Leonards | \Organizations\101-NSW Health\8899-NSLHD | RN-001888 | Fire Door - Single Leaf | Fire Door - Single Leaf - RN43.06.003 | \Classifications\Specification Class\Building Equipment\Fire Protection\Fire Protection Specialities\Fire Doors | Structure, Doors Fire Rated | ST-DFR | \Classifications\Specification Class\VBIS\ST - Structure\ST-DFR - Doors Fire Rated |  | PRO INDUSTRIES | FRL -/120/30 |  |  | RN-001888 | [6 empty] | 2023-07-25 | 2 - Normal | 3 - Fair | 2 - Medium |  | 2 - Normal | Statutory | Preventive | High |  |  | 15y0M
486 | Royal North Shore Hospital | RN43 - P1 Multi Storey Car Park | Level 6 | RN43.06.003 | \Locations\Royal North Shore Hospital\RN43 - P1 Multi Storey Car Park\Level 6 | \Geography\Oceania\Australia\New South Wales\Sydney Northern\Willoughby\St Leonards | \Organizations\101-NSW Health\8899-NSLHD | RN-001897 | Fire Hydrant - Internal Landing Valve | Fire Hydrant - Internal Landing Valve - RN43.06.003 | \Classifications\Specification Class\Building Equipment\Fire Protection\Hydrants | Fire Suppression, Fire Hydrant, Internal Landing Valve | FS-FH-ILV | \Classifications\Specification Class\VBIS\FS - Fire Suppression\FS-FH - Fire Hydrant\FS-FH-ILV - Internal Landing Valve |  | UNKNOWN |  |  |  | RN-001897 | [6 empty] | 2023-07-25 | 2 - Normal | 3 - Fair | 2 - Medium |  | 2 - Normal | Statutory | Preventive | High |  |  | 15y0M
487 | Royal North Shore Hospital | RN43 - P1 Multi Storey Car Park | Level 6 | RN43.06.003 | \Locations\Royal North Shore Hospital\RN43 - P1 Multi Storey Car Park\Level 6 | \Geography\Oceania\Australia\New South Wales\Sydney Northern\Willoughby\St Leonards | \Organizations\101-NSW Health\8899-NSLHD | RN-001870 | Height Safety Systems - Ladder Bracket | Height Safety Systems - Ladder Bracket - RN43.06.003 | \Classifications\Specification Class\Building Equipment\Building Fabric\Fixtures | Structure, Hand Rail | ST-HR | \Classifications\Specification Class\VBIS\ST - Structure\ST-HR - Hand Rail |  | RIS |  |  |  | RN-001870 | [6 empty] | 2023-07-25 | 2 - Normal | 3 - Fair | 2 - Medium |  | 2 - Normal | Statutory | Preventive | High |  |  | 21y0M
488 | Royal North Shore Hospital | RN43 - P1 Multi Storey Car Park | Level 6 | RN43.06.003 | \Locations\Royal North Shore Hospital\RN43 - P1 Multi Storey Car Park\Level 6 | \Geography\Oceania\Australia\New South Wales\Sydney Northern\Willoughby\St Leonards | \Organizations\101-NSW Health\8899-NSLHD | RN-001899 | Fire Extinguisher - Dry Chemical | Fire Extinguisher - Dry Chemical - RN43.06.003 | \Classifications\Specification Class\Building Equipment\Fire Protection\Fire Protection Specialities\Fire Extinguishers\BCF | Fire Suppression, Portable Fire Extinguisher, Dry Chemical Powder | FS-PFE-DCP | \Classifications\Specification Class\VBIS\FS - Fire Suppression\FS-PFE - Portable Fire Extinguisher\FS-PFE-DCP - Dry Chemical Powder |  | BSA | 9.0kg |  |  | RN-001899 | [6 empty] | 2023-07-25 | 2 - Normal | 2 - Good | 2 - Medium |  | 2 - Normal | Statutory | Preventive | High |  |  | 12y0M
489 | Royal North Shore Hospital | RN43 - P1 Multi Storey Car Park | Level 6 | RN43.06.005 | \Locations\Royal North Shore Hospital\RN43 - P1 Multi Storey Car Park\Level 6 | \Geography\Oceania\Australia\New South Wales\Sydney Northern\Willoughby\St Leonards | \Organizations\101-NSW Health\8899-NSLHD | RN-001820 | Fire Extinguisher - Dry Chemical | Fire Extinguisher - Dry Chemical - RN43.06.005 | \Classifications\Specification Class\Building Equipment\Fire Protection\Fire Protection Specialities\Fire Extinguishers\BCF | Fire Suppression, Portable Fire Extinguisher, Dry Chemical Powder | FS-PFE-DCP | \Classifications\Specification Class\VBIS\FS - Fire Suppression\FS-PFE - Portable Fire Extinguisher\FS-PFE-DCP - Dry Chemical Powder |  | BSA | 9.0kg |  |  | RN-001820 | [6 empty] | 2023-07-25 | 2 - Normal | 2 - Good | 2 - Medium |  | 2 - Normal | Statutory | Preventive | High |  |  | 12y0M
490 | Royal North Shore Hospital | RN21 - Old Boiler House | Level 2 | RN21.02.019 | \Locations\Royal North Shore Hospital\RN21 - Old Boiler House\Level 2 | \Geography\Oceania\Australia\New South Wales\Sydney Northern\Willoughby\St Leonards | \Organizations\101-NSW Health\8899-NSLHD | RN-001430 | Smoke Detector | Smoke Detector - RN21.02.019 | \Classifications\Specification Class\Building Equipment\Fire Protection\Fire Alarm Systems\Smoke Detectors | Fire Detection, Fire Detectors, Smoke | FD-FD-Sm | \Classifications\Specification Class\VBIS\FD - Fire Detection\FD-FD - Fire Detectors\FD-FD-Sm - Smoke |  | UNKNOWN |  |  |  | RN-001430 | [6 empty] | 2023-07-25 | 2 - Normal | 2 - Good | 2 - Medium |  | 2 - Normal | Statutory | Preventive | High |  |  | 16y0M
491 | Royal North Shore Hospital | RN21 - Old Boiler House | Level 2 | RN21.02.020 | \Locations\Royal North Shore Hospital\RN21 - Old Boiler House\Level 2 | \Geography\Oceania\Australia\New South Wales\Sydney Northern\Willoughby\St Leonards | \Organizations\101-NSW Health\8899-NSLHD | RN-001450 | Air Conditioner - Split System Indoor Unit | Air Conditioner - Split System Indoor Unit - RN21.02.020 | \Classifications\Specification Class\Building Equipment\HVAC\Terminal & Package Units\Package Units\Split Systems | Mechanical, Air Conditioning Unit | ME-ACU | \Classifications\Specification Class\VBIS\ME - Mechanical\ME-ACU - Air Conditioning Unit |  | DAIKIN | FTYN35DV1A |  | E000458 | RN-001450 | [6 empty] | 2023-07-25 | 2 - Normal | 3 - Fair | 2 - Medium |  | 2 - Normal | Statutory | Preventive | Medium |  |  | 6y0M
492 | Royal North Shore Hospital | RN21 - Old Boiler House | Level 2 | RN21.02.020 | \Locations\Royal North Shore Hospital\RN21 - Old Boiler House\Level 2 | \Geography\Oceania\Australia\New South Wales\Sydney Northern\Willoughby\St Leonards | \Organizations\101-NSW Health\8899-NSLHD | RN-001435 | Smoke Detector | Smoke Detector - RN21.02.020 | \Classifications\Specification Class\Building Equipment\Fire Protection\Fire Alarm Systems\Smoke Detectors | Fire Detection, Fire Detectors, Smoke | FD-FD-Sm | \Classifications\Specification Class\VBIS\FD - Fire Detection\FD-FD - Fire Detectors\FD-FD-Sm - Smoke |  | UNKNOWN |  |  |  | RN-001435 | [6 empty] | 2023-07-25 | 2 - Normal | 2 - Good | 2 - Medium |  | 2 - Normal | Statutory | Preventive | High |  |  | 16y0M
493 | Royal North Shore Hospital | RN21 - Old Boiler House | Level 2 | RN21.02.010 | \Locations\Royal North Shore Hospital\RN21 - Old Boiler House\Level 2 | \Geography\Oceania\Australia\New South Wales\Sydney Northern\Willoughby\St Leonards | \Organizations\101-NSW Health\8899-NSLHD | RN-001440 | Smoke Detector | Smoke Detector - RN21.02.010 | \Classifications\Specification Class\Building Equipment\Fire Protection\Fire Alarm Systems\Smoke Detectors | Fire Detection, Fire Detectors, Smoke | FD-FD-Sm | \Classifications\Specification Class\VBIS\FD - Fire Detection\FD-FD - Fire Detectors\FD-FD-Sm - Smoke |  | UNKNOWN |  |  |  | RN-001440 | [6 empty] | 2023-07-25 | 2 - Normal | 2 - Good | 2 - Medium |  | 2 - Normal | Statutory | Preventive | High |  |  | 16y0M
494 | Royal North Shore Hospital | RN21 - Old Boiler House | Level 2 | RN21.02.001 | \Locations\Royal North Shore Hospital\RN21 - Old Boiler House\Level 2\RN21.02.001 Stairway | \Geography\Oceania\Australia\New South Wales\Sydney Northern\Willoughby\St Leonards | \Organizations\101-NSW Health\8899-NSLHD | RN-001429 | Smoke Detector | Smoke Detector - RN21.02.001 | \Classifications\Specification Class\Building Equipment\Fire Protection\Fire Alarm Systems\Smoke Detectors | Fire Detection, Fire Detectors, Smoke | FD-FD-Sm | \Classifications\Specification Class\VBIS\FD - Fire Detection\FD-FD - Fire Detectors\FD-FD-Sm - Smoke |  | UNKNOWN |  |  |  | RN-001429 | [6 empty] | 2023-07-25 | 2 - Normal | 2 - Good | 2 - Medium |  | 2 - Normal | Statutory | Preventive | High |  |  | 16y0M
495 | Royal North Shore Hospital | RN21 - Old Boiler House | Level 2 | RN21.02.001 | \Locations\Royal North Shore Hospital\RN21 - Old Boiler House\Level 2\RN21.02.001 Stairway | \Geography\Oceania\Australia\New South Wales\Sydney Northern\Willoughby\St Leonards | \Organizations\101-NSW Health\8899-NSLHD | RN-001448 | Emergency Exit Sign | Emergency Exit Sign - RN21.02.001 | \Classifications\Specification Class\Building Equipment\Electrical\Other Electrical Systems\Emergency Light & Power Systems\Emergency Evacuation Lighting | Electrical Lighting, Emergency Lighting, Testing | EL-EL-Te | \Classifications\Specification Class\VBIS\EL - Electrical Lighting\EL-EL - Emergency Lighting\EL-EL-Te - Testing |  | CLEVERTRONICS | 24m |  |  | RN-001448 | [6 empty] | 2023-07-25 | 2 - Normal | 3 - Fair | 2 - Medium |  | 2 - Normal | Statutory | Preventive | High |  |  | 15y0M
496 | Royal North Shore Hospital | RN21 - Old Boiler House | Level 2 | RN21.02.003 | \Locations\Royal North Shore Hospital\RN21 - Old Boiler House\Level 2 | \Geography\Oceania\Australia\New South Wales\Sydney Northern\Willoughby\St Leonards | \Organizations\101-NSW Health\8899-NSLHD | RN-001428 | Air Conditioner - Indoor Ducted Unit | Air Conditioner - Indoor Ducted Unit - RN21.02.003 | \Classifications\Specification Class\Building Equipment\HVAC\Terminal & Package Units\Fan Coil Units | Mechanical, Fan Coil Units, Cassette | ME-FCU-Ca | \Classifications\Specification Class\VBIS\ME - Mechanical\ME-FCU - Fan Coil Units\ME-FCU-Ca - Cassette |  | TEMPERZONE | ISD 330K |  |  | RN-001428 | [6 empty] | 2023-07-25 | 2 - Normal | 3 - Fair | 3 - High |  | 2 - Normal | Statutory | Preventive | High |  |  | 15y0M
497 | Royal North Shore Hospital | RN21 - Old Boiler House | Level 2 | RN21.02.006 | \Locations\Royal North Shore Hospital\RN21 - Old Boiler House\Level 2 | \Geography\Oceania\Australia\New South Wales\Sydney Northern\Willoughby\St Leonards | \Organizations\101-NSW Health\8899-NSLHD | RN-001443 | Toilet Exhaust Fan | Toilet Exhaust Fan - RN21.02.006 | \Classifications\Specification Class\Building Equipment\HVAC\Distribution Systems\Exhaust Ventilation\Toilet Exhaust Fans | Mechanical, Fans | ME-Fa | \Classifications\Specification Class\VBIS\ME - Mechanical\ME-Fa - Fans |  | STYLVENT |  |  |  | RN-001443 | [6 empty] | 2023-07-25 | 2 - Normal | 3 - Fair | 2 - Medium |  | 2 - Normal | Non-Statutory | Preventive | Medium |  |  | 6y0M
498 | Royal North Shore Hospital | RN21 - Old Boiler House | Level 2 | RN21.02.006 | \Locations\Royal North Shore Hospital\RN21 - Old Boiler House\Level 2 | \Geography\Oceania\Australia\New South Wales\Sydney Northern\Willoughby\St Leonards | \Organizations\101-NSW Health\8899-NSLHD | RN-001442 | Emergency Light | Emergency Light - RN21.02.006 | \Classifications\Specification Class\Building Equipment\Electrical\Other Electrical Systems\Emergency Light & Power Systems\Emergency Evacuation Lighting | Electrical Lighting, Emergency Lighting, Testing | EL-EL-Te | \Classifications\Specification Class\VBIS\EL - Electrical Lighting\EL-EL - Emergency Lighting\EL-EL-Te - Testing |  | UNKNOWN |  |  |  | RN-001442 | [6 empty] | 2023-07-25 | 2 - Normal | 3 - Fair | 2 - Medium |  | 2 - Normal | Statutory | Preventive | High |  |  | 15y0M
499 | Royal North Shore Hospital | RN21 - Old Boiler House | Level 2 | RN21.02.006 | \Locations\Royal North Shore Hospital\RN21 - Old Boiler House\Level 2 | \Geography\Oceania\Australia\New South Wales\Sydney Northern\Willoughby\St Leonards | \Organizations\101-NSW Health\8899-NSLHD | RN-001438 | Thermostatic Mixing Valve | Thermostatic Mixing Valve - RN21.02.006 | \Classifications\Specification Class\Building Equipment\Plumbing\Thermostatic Mixing Valves | Hydraulics, Valves, Thermostatic Mixing Valves | HY-Va-TMV | \Classifications\Specification Class\VBIS\HY - Hydraulics\HY-Va - Valves\HY-Va-TMV - Thermostatic Mixing Valves |  | AQUA BLEND | 1500 |  | 443801 | RN-001438 | [6 empty] | 2023-07-25 | 2 - Normal | 3 - Fair | 3 - High |  | 2 - Normal | Statutory | Preventive | High |  |  | 6y0M
500 | Royal North Shore Hospital | RN21 - Old Boiler House | Level 3 | RN21.03.003 | \Locations\Royal North Shore Hospital\RN21 - Old Boiler House | \Geography\Oceania\Australia\New South Wales\Sydney Northern\Willoughby\St Leonards | \Organizations\101-NSW Health\8899-NSLHD | RN-001540 | Toilet Exhaust Fan | Toilet Exhaust Fan - RN21.03.003 | \Classifications\Specification Class\Building Equipment\HVAC\Distribution Systems\Exhaust Ventilation\Toilet Exhaust Fans | Mechanical, Fans | ME-Fa | \Classifications\Specification Class\VBIS\ME - Mechanical\ME-Fa - Fans |  | STYLVENT |  |  |  | RN-001540 | [6 empty] | 2023-07-25 | 2 - Normal | 3 - Fair | 2 - Medium |  | 2 - Normal | Non-Statutory | Preventive | Medium |  |  | 6y0M
501 | Royal North Shore Hospital | RN21 - Old Boiler House | Level 3 | RN21.03.005 | \Locations\Royal North Shore Hospital\RN21 - Old Boiler House | \Geography\Oceania\Australia\New South Wales\Sydney Northern\Willoughby\St Leonards | \Organizations\101-NSW Health\8899-NSLHD | RN-001535 | Toilet Exhaust Fan | Toilet Exhaust Fan - RN21.03.005 | \Classifications\Specification Class\Building Equipment\HVAC\Distribution Systems\Exhaust Ventilation\Toilet Exhaust Fans | Mechanical, Fans | ME-Fa | \Classifications\Specification Class\VBIS\ME - Mechanical\ME-Fa - Fans |  | STYLVENT |  |  |  | RN-001535 | [6 empty] | 2023-07-25 | 2 - Normal | 3 - Fair | 2 - Medium |  | 2 - Normal | Non-Statutory | Preventive | Medium |  |  | 6y0M
502 | Royal North Shore Hospital | RN21 - Old Boiler House | Level 3 | RN21.03.006 | \Locations\Royal North Shore Hospital\RN21 - Old Boiler House | \Geography\Oceania\Australia\New South Wales\Sydney Northern\Willoughby\St Leonards | \Organizations\101-NSW Health\8899-NSLHD | RN-001530 | Toilet Exhaust Fan | Toilet Exhaust Fan - RN21.03.006 | \Classifications\Specification Class\Building Equipment\HVAC\Distribution Systems\Exhaust Ventilation\Toilet Exhaust Fans | Mechanical, Fans | ME-Fa | \Classifications\Specification Class\VBIS\ME - Mechanical\ME-Fa - Fans |  | STYLVENT |  |  |  | RN-001530 | [6 empty] | 2023-07-25 | 2 - Normal | 3 - Fair | 2 - Medium |  | 2 - Normal | Non-Statutory | Preventive | Medium |  |  | 6y0M
503 | Royal North Shore Hospital | RN21 - Old Boiler House | Level 3 | RN21.03.008 | \Locations\Royal North Shore Hospital\RN21 - Old Boiler House | \Geography\Oceania\Australia\New South Wales\Sydney Northern\Willoughby\St Leonards | \Organizations\101-NSW Health\8899-NSLHD | RN-001525 | Smoke Detector | Smoke Detector - RN21.03.008 | \Classifications\Specification Class\Building Equipment\Fire Protection\Fire Alarm Systems\Smoke Detectors | Fire Detection, Fire Detectors, Smoke | FD-FD-Sm | \Classifications\Specification Class\VBIS\FD - Fire Detection\FD-FD - Fire Detectors\FD-FD-Sm - Smoke |  | UNKNOWN |  |  |  | RN-001525 | [6 empty] | 2023-07-25 | 2 - Normal | 2 - Good | 2 - Medium |  | 2 - Normal | Statutory | Preventive | High |  |  | 16y0M
504 | Royal North Shore Hospital | RN21 - Old Boiler House | Level 3 | RN21.03.001 | \Locations\Royal North Shore Hospital\RN21 - Old Boiler House\Roof\RN21.03.001 | \Geography\Oceania\Australia\New South Wales\Sydney Northern\Willoughby\St Leonards | \Organizations\101-NSW Health\8899-NSLHD | RN-001539 | Smoke Detector | Smoke Detector - RN21.03.001 | \Classifications\Specification Class\Building Equipment\Fire Protection\Fire Alarm Systems\Smoke Detectors | Fire Detection, Fire Detectors, Smoke | FD-FD-Sm | \Classifications\Specification Class\VBIS\FD - Fire Detection\FD-FD - Fire Detectors\FD-FD-Sm - Smoke |  | UNKNOWN |  |  |  | RN-001539 | [6 empty] | 2023-07-25 | 2 - Normal | 3 - Fair | 2 - Medium |  | 2 - Normal | Statutory | Preventive | High |  |  | 12y0M
505 | Royal North Shore Hospital | RN21 - Old Boiler House | Level 3 | RN21.03.009 | \Locations\Royal North Shore Hospital\RN21 - Old Boiler House | \Geography\Oceania\Australia\New South Wales\Sydney Northern\Willoughby\St Leonards | \Organizations\101-NSW Health\8899-NSLHD | RN-001534 | Smoke Detector | Smoke Detector - RN21.03.009 | \Classifications\Specification Class\Building Equipment\Fire Protection\Fire Alarm Systems\Smoke Detectors | Fire Detection, Fire Detectors, Smoke | FD-FD-Sm | \Classifications\Specification Class\VBIS\FD - Fire Detection\FD-FD - Fire Detectors\FD-FD-Sm - Smoke |  | UNKNOWN |  |  |  | RN-001534 | [6 empty] | 2023-07-25 | 2 - Normal | 3 - Fair | 2 - Medium |  | 2 - Normal | Statutory | Preventive | High |  |  | 12y0M
506 | Royal North Shore Hospital | RN21 - Old Boiler House | Level 3 | RN21.03.010 | \Locations\Royal North Shore Hospital\RN21 - Old Boiler House | \Geography\Oceania\Australia\New South Wales\Sydney Northern\Willoughby\St Leonards | \Organizations\101-NSW Health\8899-NSLHD | RN-001524 | Smoke Detector | Smoke Detector - RN21.03.010 | \Classifications\Specification Class\Building Equipment\Fire Protection\Fire Alarm Systems\Smoke Detectors | Fire Detection, Fire Detectors, Smoke | FD-FD-Sm | \Classifications\Specification Class\VBIS\FD - Fire Detection\FD-FD - Fire Detectors\FD-FD-Sm - Smoke |  | UNKNOWN |  |  |  | RN-001524 | [6 empty] | 2023-07-25 | 2 - Normal | 3 - Fair | 2 - Medium |  | 2 - Normal | Statutory | Preventive | High |  |  | 12y0M
507 | Royal North Shore Hospital | RN21 - Old Boiler House | Level 3 | RN21.03.011 | \Locations\Royal North Shore Hospital\RN21 - Old Boiler House | \Geography\Oceania\Australia\New South Wales\Sydney Northern\Willoughby\St Leonards | \Organizations\101-NSW Health\8899-NSLHD | RN-001529 | Smoke Detector | Smoke Detector - RN21.03.011 | \Classifications\Specification Class\Building Equipment\Fire Protection\Fire Alarm Systems\Smoke Detectors | Fire Detection, Fire Detectors, Smoke | FD-FD-Sm | \Classifications\Specification Class\VBIS\FD - Fire Detection\FD-FD - Fire Detectors\FD-FD-Sm - Smoke |  | UNKNOWN |  |  |  | RN-001529 | [6 empty] | 2023-07-25 | 2 - Normal | 3 - Fair | 2 - Medium |  | 2 - Normal | Statutory | Preventive | High |  |  | 12y0M
508 | Royal North Shore Hospital | RN21 - Old Boiler House | Level 3 | RN21.03.013 | \Locations\Royal North Shore Hospital\RN21 - Old Boiler House | \Geography\Oceania\Australia\New South Wales\Sydney Northern\Willoughby\St Leonards | \Organizations\101-NSW Health\8899-NSLHD | RN-001433 | Smoke Detector | Smoke Detector - RN21.03.013 | \Classifications\Specification Class\Building Equipment\Fire Protection\Fire Alarm Systems\Smoke Detectors | Fire Detection, Fire Detectors, Smoke | FD-FD-Sm | \Classifications\Specification Class\VBIS\FD - Fire Detection\FD-FD - Fire Detectors\FD-FD-Sm - Smoke |  | UNKNOWN |  |  |  | RN-001433 | [6 empty] | 2023-07-25 | 2 - Normal | 3 - Fair | 2 - Medium |  | 2 - Normal | Statutory | Preventive | High |  |  | 12y0M
509 | Royal North Shore Hospital | RN21 - Old Boiler House | Level 3 | RN21.03.014 | \Locations\Royal North Shore Hospital\RN21 - Old Boiler House | \Geography\Oceania\Australia\New South Wales\Sydney Northern\Willoughby\St Leonards | \Organizations\101-NSW Health\8899-NSLHD | RN-001538 | Smoke Detector | Smoke Detector - RN21.03.014 | \Classifications\Specification Class\Building Equipment\Fire Protection\Fire Alarm Systems\Smoke Detectors | Fire Detection, Fire Detectors, Smoke | FD-FD-Sm | \Classifications\Specification Class\VBIS\FD - Fire Detection\FD-FD - Fire Detectors\FD-FD-Sm - Smoke |  | UNKNOWN |  |  |  | RN-001538 | [6 empty] | 2023-07-25 | 2 - Normal | 3 - Fair | 2 - Medium |  | 2 - Normal | Statutory | Preventive | High |  |  | 12y0M
510 | Royal North Shore Hospital | RN21 - Old Boiler House | Level 3 | RN21.03.016 | \Locations\Royal North Shore Hospital\RN21 - Old Boiler House | \Geography\Oceania\Australia\New South Wales\Sydney Northern\Willoughby\St Leonards | \Organizations\101-NSW Health\8899-NSLHD | RN-001533 | Smoke Detector | Smoke Detector - RN21.03.016 | \Classifications\Specification Class\Building Equipment\Fire Protection\Fire Alarm Systems\Smoke Detectors | Fire Detection, Fire Detectors, Smoke | FD-FD-Sm | \Classifications\Specification Class\VBIS\FD - Fire Detection\FD-FD - Fire Detectors\FD-FD-Sm - Smoke |  | UNKNOWN |  |  |  | RN-001533 | [6 empty] | 2023-07-25 | 2 - Normal | 3 - Fair | 2 - Medium |  | 2 - Normal | Statutory | Preventive | High |  |  | 12y0M
511 | Royal North Shore Hospital | RN21 - Old Boiler House | Level 3 | RN21.03.016 | \Locations\Royal North Shore Hospital\RN21 - Old Boiler House | \Geography\Oceania\Australia\New South Wales\Sydney Northern\Willoughby\St Leonards | \Organizations\101-NSW Health\8899-NSLHD | RN-001528 | Smoke Doors - Single Leaf | Smoke Doors - Single Leaf - RN21.03.016 | \Classifications\Specification Class\Building Equipment\Fire Protection\Fire Protection Specialities\Smoke Doors | Structure, Doors Fire Rated | ST-DFR | \Classifications\Specification Class\VBIS\ST - Structure\ST-DFR - Doors Fire Rated |  | UNKNOWN |  |  |  | RN-001528 | [6 empty] | 2023-07-25 | 2 - Normal | 3 - Fair | 2 - Medium |  | 2 - Normal | Statutory | Preventive | High |  |  | 15y0M
512 | Royal North Shore Hospital | RN21 - Old Boiler House | Level 3 | RN21.03.015 | \Locations\Royal North Shore Hospital\RN21 - Old Boiler House | \Geography\Oceania\Australia\New South Wales\Sydney Northern\Willoughby\St Leonards | \Organizations\101-NSW Health\8899-NSLHD | RN-001523 | Smoke Detector | Smoke Detector - RN21.03.015 | \Classifications\Specification Class\Building Equipment\Fire Protection\Fire Alarm Systems\Smoke Detectors | Fire Detection, Fire Detectors, Smoke | FD-FD-Sm | \Classifications\Specification Class\VBIS\FD - Fire Detection\FD-FD - Fire Detectors\FD-FD-Sm - Smoke |  | UNKNOWN |  |  |  | RN-001523 | [6 empty] | 2023-07-25 | 2 - Normal | 3 - Fair | 2 - Medium |  | 2 - Normal | Statutory | Preventive | High |  |  | 12y0M
513 | Royal North Shore Hospital | RN21 - Old Boiler House | Level 3 | RN21.03.017 | \Locations\Royal North Shore Hospital\RN21 - Old Boiler House | \Geography\Oceania\Australia\New South Wales\Sydney Northern\Willoughby\St Leonards | \Organizations\101-NSW Health\8899-NSLHD | RN-001537 | Smoke Detector | Smoke Detector - RN21.03.017 | \Classifications\Specification Class\Building Equipment\Fire Protection\Fire Alarm Systems\Smoke Detectors | Fire Detection, Fire Detectors, Smoke | FD-FD-Sm | \Classifications\Specification Class\VBIS\FD - Fire Detection\FD-FD - Fire Detectors\FD-FD-Sm - Smoke |  | UNKNOWN |  |  |  | RN-001537 | [6 empty] | 2023-07-25 | 2 - Normal | 3 - Fair | 2 - Medium |  | 2 - Normal | Statutory | Preventive | High |  |  | 12y0M
514 | Royal North Shore Hospital | RN21 - Old Boiler House | Level 1 | RN21.01.008 | \Locations\Royal North Shore Hospital\RN21 - Old Boiler House\Level 1\RN21.01.008 Infrashore Work Stations | \Geography\Oceania\Australia\New South Wales\Sydney Northern\Willoughby\St Leonards | \Organizations\101-NSW Health\8899-NSLHD | RN-001488 | Emergency Exit Sign | Emergency Exit Sign - RN21.01.008 | \Classifications\Specification Class\Building Equipment\Electrical\Other Electrical Systems\Emergency Light & Power Systems\Emergency Evacuation Lighting | Electrical Lighting, Emergency Lighting, Testing | EL-EL-Te | \Classifications\Specification Class\VBIS\EL - Electrical Lighting\EL-EL - Emergency Lighting\EL-EL-Te - Testing |  | CLEVERTRONICS | 24m |  |  | RN-001488 | [6 empty] | 2023-07-25 | 2 - Normal | 3 - Fair | 2 - Medium |  | 2 - Normal | Statutory | Preventive | High |  |  | 15y0M
515 | Royal North Shore Hospital | RN21 - Old Boiler House | Level 1 | RN21.01.011 | \Locations\Royal North Shore Hospital\RN21 - Old Boiler House\Level 1\RN21.01.011 Infrashore Work Stations | \Geography\Oceania\Australia\New South Wales\Sydney Northern\Willoughby\St Leonards | \Organizations\101-NSW Health\8899-NSLHD | RN-001487 | Smoke Detector | Smoke Detector - RN21.01.011 | \Classifications\Specification Class\Building Equipment\Fire Protection\Fire Alarm Systems\Smoke Detectors | Fire Detection, Fire Detectors, Smoke | FD-FD-Sm | \Classifications\Specification Class\VBIS\FD - Fire Detection\FD-FD - Fire Detectors\FD-FD-Sm - Smoke |  | UNKNOWN |  |  |  | RN-001487 | [6 empty] | 2023-07-25 | 2 - Normal | 3 - Fair | 2 - Medium |  | 2 - Normal | Statutory | Preventive | High |  |  | 12y0M
516 | Royal North Shore Hospital | RN21 - Old Boiler House | Level 1 | RN21.01.010 | \Locations\Royal North Shore Hospital\RN21 - Old Boiler House\Level 1\RN21.01.010 Infrashore Copy Area | \Geography\Oceania\Australia\New South Wales\Sydney Northern\Willoughby\St Leonards | \Organizations\101-NSW Health\8899-NSLHD | RN-001486 | Smoke Detector | Smoke Detector - RN21.01.010 | \Classifications\Specification Class\Building Equipment\Fire Protection\Fire Alarm Systems\Smoke Detectors | Fire Detection, Fire Detectors, Smoke | FD-FD-Sm | \Classifications\Specification Class\VBIS\FD - Fire Detection\FD-FD - Fire Detectors\FD-FD-Sm - Smoke |  | UNKNOWN |  |  |  | RN-001486 | [6 empty] | 2023-07-25 | 2 - Normal | 3 - Fair | 2 - Medium |  | 2 - Normal | Statutory | Preventive | High |  |  | 12y0M
517 | Royal North Shore Hospital | RN21 - Old Boiler House | Level 1 | RN21.01.009 | \Locations\Royal North Shore Hospital\RN21 - Old Boiler House\Level 1\RN21.01.009 Infrashore Work Stations | \Geography\Oceania\Australia\New South Wales\Sydney Northern\Willoughby\St Leonards | \Organizations\101-NSW Health\8899-NSLHD | RN-001485 | Security Device - Controller | Security Device - Controller - RN21.01.009 | \Classifications\Specification Class\Security Equipment | Security | SE | \Classifications\Specification Class\VBIS\SE - Security |  | INNER RANGE |  |  |  | RN-001485 | [6 empty] | 2023-07-25 | 2 - Normal | 2 - Good | 2 - Medium |  | 2 - Normal | Non-Statutory | Preventive | Medium |  |  | 5y7M
518 | Royal North Shore Hospital | RN21 - Old Boiler House | Level 1 | RN21.01.013 | \Locations\Royal North Shore Hospital\RN21 - Old Boiler House\Level 1\RN21.01.013 Infrashore Office | \Geography\Oceania\Australia\New South Wales\Sydney Northern\Willoughby\St Leonards | \Organizations\101-NSW Health\8899-NSLHD | RN-001483 | Smoke Detector | Smoke Detector - RN21.01.013 | \Classifications\Specification Class\Building Equipment\Fire Protection\Fire Alarm Systems\Smoke Detectors | Fire Detection, Fire Detectors, Smoke | FD-FD-Sm | \Classifications\Specification Class\VBIS\FD - Fire Detection\FD-FD - Fire Detectors\FD-FD-Sm - Smoke |  | UNKNOWN |  |  |  | RN-001483 | [6 empty] | 2023-07-25 | 2 - Normal | 3 - Fair | 2 - Medium |  | 2 - Normal | Statutory | Preventive | High |  |  | 12y0M
519 | Royal North Shore Hospital | RN21 - Old Boiler House | Level 1 | RN21.01.013 | \Locations\Royal North Shore Hospital\RN21 - Old Boiler House\Level 1\RN21.01.013 Infrashore Office | \Geography\Oceania\Australia\New South Wales\Sydney Northern\Willoughby\St Leonards | \Organizations\101-NSW Health\8899-NSLHD | RN-001482 | Emergency Light | Emergency Light - RN21.01.013 | \Classifications\Specification Class\Building Equipment\Electrical\Other Electrical Systems\Emergency Light & Power Systems\Emergency Evacuation Lighting | Electrical Lighting, Emergency Lighting, Testing | EL-EL-Te | \Classifications\Specification Class\VBIS\EL - Electrical Lighting\EL-EL - Emergency Lighting\EL-EL-Te - Testing |  | UNKNOWN |  |  |  | RN-001482 | [6 empty] | 2023-07-25 | 2 - Normal | 3 - Fair | 2 - Medium |  | 2 - Normal | Statutory | Preventive | High |  |  | 15y0M
520 | Royal North Shore Hospital | RN21 - Old Boiler House | Level 1 | RN21.01.012 | \Locations\Royal North Shore Hospital\RN21 - Old Boiler House\Level 1\RN21.01.012 Infrashore Office | \Geography\Oceania\Australia\New South Wales\Sydney Northern\Willoughby\St Leonards | \Organizations\101-NSW Health\8899-NSLHD | RN-001480 | Smoke Detector | Smoke Detector - RN21.01.012 | \Classifications\Specification Class\Building Equipment\Fire Protection\Fire Alarm Systems\Smoke Detectors | Fire Detection, Fire Detectors, Smoke | FD-FD-Sm | \Classifications\Specification Class\VBIS\FD - Fire Detection\FD-FD - Fire Detectors\FD-FD-Sm - Smoke |  | UNKNOWN |  |  |  | RN-001480 | [6 empty] | 2023-07-25 | 2 - Normal | 3 - Fair | 2 - Medium |  | 2 - Normal | Statutory | Preventive | High |  |  | 12y0M
521 | Royal North Shore Hospital | RN21 - Old Boiler House | Level 1 | RN21.01.004 | \Locations\Royal North Shore Hospital\RN21 - Old Boiler House\Level 1\RN21.01.004 Infrashore Staff Kitchen | \Geography\Oceania\Australia\New South Wales\Sydney Northern\Willoughby\St Leonards | \Organizations\101-NSW Health\8899-NSLHD | RN-001571 | Smoke Detector | Smoke Detector - RN21.01.004 | \Classifications\Specification Class\Building Equipment\Fire Protection\Fire Alarm Systems\Smoke Detectors | Fire Detection, Fire Detectors, Smoke | FD-FD-Sm | \Classifications\Specification Class\VBIS\FD - Fire Detection\FD-FD - Fire Detectors\FD-FD-Sm - Smoke |  | UNKNOWN |  |  |  | RN-001571 | [6 empty] | 2023-07-25 | 2 - Normal | 3 - Fair | 2 - Medium |  | 2 - Normal | Statutory | Preventive | High |  |  | 12y0M
522 | Royal North Shore Hospital | RN21 - Old Boiler House | Level 1 | RN21.01.012 | \Locations\Royal North Shore Hospital\RN21 - Old Boiler House\Level 1\RN21.01.012 Infrashore Office | \Geography\Oceania\Australia\New South Wales\Sydney Northern\Willoughby\St Leonards | \Organizations\101-NSW Health\8899-NSLHD | RN-001481 | Emergency Light | Emergency Light - RN21.01.012 | \Classifications\Specification Class\Building Equipment\Electrical\Other Electrical Systems\Emergency Light & Power Systems\Emergency Evacuation Lighting | Electrical Lighting, Emergency Lighting, Testing | EL-EL-Te | \Classifications\Specification Class\VBIS\EL - Electrical Lighting\EL-EL - Emergency Lighting\EL-EL-Te - Testing |  | UNKNOWN |  |  |  | RN-001481 | [6 empty] | 2023-07-25 | 2 - Normal | 3 - Fair | 2 - Medium |  | 2 - Normal | Statutory | Preventive | High |  |  | 15y0M
523 | Royal North Shore Hospital | RN21 - Old Boiler House | Level 1 | RN21.01.021 | \Locations\Royal North Shore Hospital\RN21 - Old Boiler House\Level 1 | \Geography\Oceania\Australia\New South Wales\Sydney Northern\Willoughby\St Leonards | \Organizations\101-NSW Health\8899-NSLHD | RN-001572 | Emergency Exit Sign | Emergency Exit Sign - RN21.01.021 | \Classifications\Specification Class\Building Equipment\Electrical\Other Electrical Systems\Emergency Light & Power Systems\Emergency Evacuation Lighting | Electrical Lighting, Emergency Lighting, Testing | EL-EL-Te | \Classifications\Specification Class\VBIS\EL - Electrical Lighting\EL-EL - Emergency Lighting\EL-EL-Te - Testing |  | EKTOR | 24m |  |  | RN-001572 | [6 empty] | 2023-07-25 | 2 - Normal | 2 - Good | 2 - Medium |  | 2 - Normal | Statutory | Preventive | High |  |  | 20y0M
524 | Royal North Shore Hospital | RN21 - Old Boiler House | Level 1 | RN21.01.021 | \Locations\Royal North Shore Hospital\RN21 - Old Boiler House\Level 1 | \Geography\Oceania\Australia\New South Wales\Sydney Northern\Willoughby\St Leonards | \Organizations\101-NSW Health\8899-NSLHD | RN-001476 | Emergency Exit Sign | Emergency Exit Sign - RN21.01.021 | \Classifications\Specification Class\Building Equipment\Electrical\Other Electrical Systems\Emergency Light & Power Systems\Emergency Evacuation Lighting | Electrical Lighting, Emergency Lighting, Testing | EL-EL-Te | \Classifications\Specification Class\VBIS\EL - Electrical Lighting\EL-EL - Emergency Lighting\EL-EL-Te - Testing |  | CLEVERTRONICS | 24m |  |  | RN-001476 | [6 empty] | 2023-07-25 | 2 - Normal | 3 - Fair | 2 - Medium |  | 2 - Normal | Statutory | Preventive | High |  |  | 15y0M
525 | Royal North Shore Hospital | RN21 - Old Boiler House | Level 1 | RN21.01.022 | \Locations\Royal North Shore Hospital\RN21 - Old Boiler House\Level 1 | \Geography\Oceania\Australia\New South Wales\Sydney Northern\Willoughby\St Leonards | \Organizations\101-NSW Health\8899-NSLHD | RN-001573 | Smoke Detector | Smoke Detector - RN21.01.022 | \Classifications\Specification Class\Building Equipment\Fire Protection\Fire Alarm Systems\Smoke Detectors | Fire Detection, Fire Detectors, Smoke | FD-FD-Sm | \Classifications\Specification Class\VBIS\FD - Fire Detection\FD-FD - Fire Detectors\FD-FD-Sm - Smoke |  | UNKNOWN |  |  |  | RN-001573 | [6 empty] | 2023-07-25 | 2 - Normal | 3 - Fair | 2 - Medium |  | 2 - Normal | Statutory | Preventive | High |  |  | 12y0M
526 | Royal North Shore Hospital | RN21 - Old Boiler House | Level 1 | RN21.01.022 | \Locations\Royal North Shore Hospital\RN21 - Old Boiler House\Level 1 | \Geography\Oceania\Australia\New South Wales\Sydney Northern\Willoughby\St Leonards | \Organizations\101-NSW Health\8899-NSLHD | RN-001559 | Air Conditioner - Split System Indoor Unit | Air Conditioner - Split System Indoor Unit - RN21.01.022 | \Classifications\Specification Class\Building Equipment\HVAC\Terminal & Package Units\Package Units\Split Systems | Mechanical, Air Conditioning Unit | ME-ACU | \Classifications\Specification Class\VBIS\ME - Mechanical\ME-ACU - Air Conditioning Unit |  | MITSUBISHI HEAVY INDUSTRIES | DXK32ZMA-S | Hyper Inverter | 533200183BE | RN-001559 |  |  |  |  | 2015-01-01 |  | 2023-07-25 | 2 - Normal | 3 - Fair | 2 - Medium | Expected life could be extended based on the visual condition assessment. | 2 - Normal | Statutory | Preventive | Medium |  |  | 1y4M
527 | Royal North Shore Hospital | RN21 - Old Boiler House | Level 1 | RN21.01.022 | \Locations\Royal North Shore Hospital\RN21 - Old Boiler House\Level 1 | \Geography\Oceania\Australia\New South Wales\Sydney Northern\Willoughby\St Leonards | \Organizations\101-NSW Health\8899-NSLHD | RN-001564 | Roller Shutter Door | Roller Shutter Door - RN21.01.022 | \Classifications\Specification Class\Building Equipment\Building Fabric\Doors\Roller Doors & Shutters | Structure, Doors Non Rated, Roller | ST-DNR-Ro | \Classifications\Specification Class\VBIS\ST - Structure\ST-DNR - Doors Non Rated\ST-DNR-Ro - Roller |  | UNKNOWN |  |  |  | RN-001564 | [6 empty] | 2023-07-25 | 2 - Normal | 3 - Fair | 2 - Medium |  | 2 - Normal | Statutory | Preventive | Medium |  |  | 9y0M
528 | Royal North Shore Hospital | RN21 - Old Boiler House | Level 1 | RN21.01.022 | \Locations\Royal North Shore Hospital\RN21 - Old Boiler House\Level 1 | \Geography\Oceania\Australia\New South Wales\Sydney Northern\Willoughby\St Leonards | \Organizations\101-NSW Health\8899-NSLHD | RN-001569 | Chilled Water/Hot Water Taps | Chilled Water/Hot Water Taps - RN21.01.022 | \Classifications\Specification Class\Food Service Equipment\Chilled Water/Hot Water Taps | Hydraulics, Potable Water Units, Water Filter Unit | HY-PWU-WFU | \Classifications\Specification Class\VBIS\HY - Hydraulics\HY-PWU - Potable Water Units\HY-PWU-WFU - Water Filter Unit |  | ZIP | 76013 |  | 404053481 | RN-001569 | [6 empty] | 2023-07-25 | 2 - Normal | 3 - Fair | 1 - Low |  | 2 - Normal | Statutory | Preventive | Medium |  |  | 6y0M
529 | Royal North Shore Hospital | RN21 - Old Boiler House | Level 1 | RN21.01.022 | \Locations\Royal North Shore Hospital\RN21 - Old Boiler House\Level 1 | \Geography\Oceania\Australia\New South Wales\Sydney Northern\Willoughby\St Leonards | \Organizations\101-NSW Health\8899-NSLHD | RN-001555 | Hot Water Heater - Electric | Hot Water Heater - Electric - RN21.01.022 | \Classifications\Specification Class\Building Equipment\Plumbing\Domestic Water Distribution\Hot Water Service\Hot Water Heaters | Hydraulics, Hot Water Unit, Storage Tanks, Gas | HY-HWU-ST-Ga | \Classifications\Specification Class\VBIS\HY - Hydraulics\HY-HWU - Hot Water Unit\HY-HWU-ST - Storage Tanks\HY-HWU-ST-Ga - Gas |  | RHEEM | 50L |  |  | RN-001555 | [6 empty] | 2023-07-25 | 2 - Normal | 3 - Fair | 2 - Medium |  | 2 - Normal | Statutory | Preventive | Medium |  |  | 6y0M | [9 empty] | Cannot access manufacturer label
530 | Royal North Shore Hospital | RN21 - Old Boiler House | Level 1 | RN21.01.023 | \Locations\Royal North Shore Hospital\RN21 - Old Boiler House\Level 1 | \Geography\Oceania\Australia\New South Wales\Sydney Northern\Willoughby\St Leonards | \Organizations\101-NSW Health\8899-NSLHD | RN-001585 | Toilet Exhaust Fan | Toilet Exhaust Fan - RN21.01.023 | \Classifications\Specification Class\Building Equipment\HVAC\Distribution Systems\Exhaust Ventilation\Toilet Exhaust Fans | Mechanical, Fans | ME-Fa | \Classifications\Specification Class\VBIS\ME - Mechanical\ME-Fa - Fans |  | AIRFLOW |  |  |  | RN-001585 | [6 empty] | 2023-07-25 | 2 - Normal | 3 - Fair | 2 - Medium |  | 2 - Normal | Non-Statutory | Preventive | Medium |  |  | 6y0M
531 | Royal North Shore Hospital | RN21 - Old Boiler House | Level 1 | RN21.01.001 | \Locations\Royal North Shore Hospital\RN21 - Old Boiler House\Level 1\RN21.01.001 Infrashore Lobby | \Geography\Oceania\Australia\New South Wales\Sydney Northern\Willoughby\St Leonards | \Organizations\101-NSW Health\8899-NSLHD | RN-001589 | Air Conditioner - Indoor Ducted Unit - AC-G1 | Air Conditioner - Indoor Ducted Unit - AC-G1 - RN21.01.001 | \Classifications\Specification Class\Building Equipment\HVAC\Terminal & Package Units\Fan Coil Units | Mechanical, Fan Coil Units, Cassette | ME-FCU-Ca | \Classifications\Specification Class\VBIS\ME - Mechanical\ME-FCU - Fan Coil Units\ME-FCU-Ca - Cassette |  | TEMPERZONE | OSA 330RKTV |  | 668228 | RN-001589 | [5 empty] | External | 2023-07-25 | 3 - Poor | 3 - Fair | 3 - High |  | 2 - Normal | Statutory | Preventive | High |  |  | 15y0M
532 | Royal North Shore Hospital | RN21 - Old Boiler House | Level 1 | RN21.01.001 | \Locations\Royal North Shore Hospital\RN21 - Old Boiler House\Level 1\RN21.01.001 Infrashore Lobby | \Geography\Oceania\Australia\New South Wales\Sydney Northern\Willoughby\St Leonards | \Organizations\101-NSW Health\8899-NSLHD | RN-001590 | Air Conditioner - Indoor Ducted Unit - AC-M1 | Air Conditioner - Indoor Ducted Unit - AC-M1 - RN21.01.001 | \Classifications\Specification Class\Building Equipment\HVAC\Terminal & Package Units\Fan Coil Units | Mechanical, Fan Coil Units, Cassette | ME-FCU-Ca | \Classifications\Specification Class\VBIS\ME - Mechanical\ME-FCU - Fan Coil Units\ME-FCU-Ca - Cassette |  | TEMPERZONE | OSA 405RKTV |  | 668867 | RN-001590 | [6 empty] | 2023-07-25 | 3 - Poor | 3 - Fair | 3 - High |  | 2 - Normal | Statutory | Preventive | High |  |  | 15y0M
533 | Royal North Shore Hospital | RN21 - Old Boiler House | Level 1 | RN21.01.001 | \Locations\Royal North Shore Hospital\RN21 - Old Boiler House\Level 1\RN21.01.001 Infrashore Lobby | \Geography\Oceania\Australia\New South Wales\Sydney Northern\Willoughby\St Leonards | \Organizations\101-NSW Health\8899-NSLHD | RN-001588 | Air Conditioner - Indoor Ducted Unit - AC-B1 | Air Conditioner - Indoor Ducted Unit - AC-B1 - RN21.01.001 | \Classifications\Specification Class\Building Equipment\HVAC\Terminal & Package Units\Fan Coil Units | Mechanical, Fan Coil Units, Cassette | ME-FCU-Ca | \Classifications\Specification Class\VBIS\ME - Mechanical\ME-FCU - Fan Coil Units\ME-FCU-Ca - Cassette |  | TEMPERZONE | OPA 225RKTH |  | 683967 | RN-001588 | [5 empty] | External | 2023-07-25 | 3 - Poor | 3 - Fair | 3 - High |  | 2 - Normal | Statutory | Preventive | High |  |  | 15y0M
534 | Royal North Shore Hospital | RN21 - Old Boiler House | Level 3 | RN21.03.001 | \Locations\Royal North Shore Hospital\RN21 - Old Boiler House\Roof\RN21.03.001 | \Geography\Oceania\Australia\New South Wales\Sydney Northern\Willoughby\St Leonards | \Organizations\101-NSW Health\8899-NSLHD | RN-001591 | Emergency Light | Emergency Light - RN21.03.001 | \Classifications\Specification Class\Building Equipment\Electrical\Other Electrical Systems\Emergency Light & Power Systems\Emergency Evacuation Lighting | Electrical Lighting, Emergency Lighting, Testing | EL-EL-Te | \Classifications\Specification Class\VBIS\EL - Electrical Lighting\EL-EL - Emergency Lighting\EL-EL-Te - Testing |  | CLEVERTRONICS |  |  |  | RN-001591 | [5 empty] | Stairs | 2023-07-25 | 2 - Normal | 3 - Fair | 2 - Medium |  | 2 - Normal | Statutory | Preventive | High |  |  | 15y0M
535 | Royal North Shore Hospital | RN36 - Building 36 | Level 2 | RN36.02.026 | \Locations\Royal North Shore Hospital\RN36 - Building 36\Level 2 | \Geography\Oceania\Australia\New South Wales\Sydney Northern\Willoughby\St Leonards | \Organizations\101-NSW Health\8899-NSLHD | RN-001593 | Smoke Detector | Smoke Detector - RN36.02.026 | \Classifications\Specification Class\Building Equipment\Fire Protection\Fire Alarm Systems\Smoke Detectors | Fire Detection, Fire Detectors, Smoke | FD-FD-Sm | \Classifications\Specification Class\VBIS\FD - Fire Detection\FD-FD - Fire Detectors\FD-FD-Sm - Smoke |  | UNKNOWN |  |  |  | RN-001593 | [6 empty] | 2023-07-25 | 2 - Normal | 3 - Fair | 2 - Medium |  | 2 - Normal | Statutory | Preventive | High |  |  | 12y0M
536 | Royal North Shore Hospital | RN36 - Building 36 | Level 2 | RN36.02.010 | \Locations\Royal North Shore Hospital\RN36 - Building 36\Level 2 | \Geography\Oceania\Australia\New South Wales\Sydney Northern\Willoughby\St Leonards | \Organizations\101-NSW Health\8899-NSLHD | RN-001584 | Air Conditioner - Split System Indoor Unit | Air Conditioner - Split System Indoor Unit - RN36.02.010 | \Classifications\Specification Class\Building Equipment\HVAC\Terminal & Package Units\Package Units\Split Systems | Mechanical, Air Conditioning Unit | ME-ACU | \Classifications\Specification Class\VBIS\ME - Mechanical\ME-ACU - Air Conditioning Unit |  | MITSUBISHI HEAVY INDUSTRIES | DXK09ZSA-W |  | 143600263CF | RN-001584 |  |  |  |  | 2021-01-01 |  | 2023-07-25 | 2 - Normal | 3 - Fair | 2 - Medium |  | 2 - Normal | Statutory | Preventive | Medium |  |  | 7y4M
537 | Royal North Shore Hospital | RN36 - Building 36 | Level 2 | RN36.02.009 | \Locations\Royal North Shore Hospital\RN36 - Building 36\Level 2 | \Geography\Oceania\Australia\New South Wales\Sydney Northern\Willoughby\St Leonards | \Organizations\101-NSW Health\8899-NSLHD | RN-001595 | Smoke Detector | Smoke Detector - RN36.02.009 | \Classifications\Specification Class\Building Equipment\Fire Protection\Fire Alarm Systems\Smoke Detectors | Fire Detection, Fire Detectors, Smoke | FD-FD-Sm | \Classifications\Specification Class\VBIS\FD - Fire Detection\FD-FD - Fire Detectors\FD-FD-Sm - Smoke |  | UNKNOWN |  |  |  | RN-001595 | [6 empty] | 2023-07-25 | 2 - Normal | 3 - Fair | 2 - Medium |  | 2 - Normal | Statutory | Preventive | High |  |  | 12y0M
538 | Royal North Shore Hospital | RN36 - Building 36 | Level 2 | RN36.02.027 | \Locations\Royal North Shore Hospital\RN36 - Building 36\Level 2 | \Geography\Oceania\Australia\New South Wales\Sydney Northern\Willoughby\St Leonards | \Organizations\101-NSW Health\8899-NSLHD | RN-001594 | Smoke Detector | Smoke Detector - RN36.02.027 | \Classifications\Specification Class\Building Equipment\Fire Protection\Fire Alarm Systems\Smoke Detectors | Fire Detection, Fire Detectors, Smoke | FD-FD-Sm | \Classifications\Specification Class\VBIS\FD - Fire Detection\FD-FD - Fire Detectors\FD-FD-Sm - Smoke |  | UNKNOWN |  |  |  | RN-001594 | [6 empty] | 2023-07-25 | 2 - Normal | 2 - Good | 2 - Medium |  | 2 - Normal | Statutory | Preventive | High |  |  | 16y0M
539 | Royal North Shore Hospital | RN36 - Building 36 | Level 2 | RN36.02.027 | \Locations\Royal North Shore Hospital\RN36 - Building 36\Level 2 | \Geography\Oceania\Australia\New South Wales\Sydney Northern\Willoughby\St Leonards | \Organizations\101-NSW Health\8899-NSLHD | RN-001605 | Smoke Detector | Smoke Detector - RN36.02.027 | \Classifications\Specification Class\Building Equipment\Fire Protection\Fire Alarm Systems\Smoke Detectors | Fire Detection, Fire Detectors, Smoke | FD-FD-Sm | \Classifications\Specification Class\VBIS\FD - Fire Detection\FD-FD - Fire Detectors\FD-FD-Sm - Smoke |  | UNKNOWN |  |  |  | RN-001605 | [6 empty] | 2023-07-25 | 2 - Normal | 2 - Good | 2 - Medium |  | 2 - Normal | Statutory | Preventive | High |  |  | 16y0M
540 | Royal North Shore Hospital | RN36 - Building 36 | Level 2 | RN36.02.008 | \Locations\Royal North Shore Hospital\RN36 - Building 36\Level 2 | \Geography\Oceania\Australia\New South Wales\Sydney Northern\Willoughby\St Leonards | \Organizations\101-NSW Health\8899-NSLHD | RN-001615 | Smoke Detector | Smoke Detector - RN36.02.008 | \Classifications\Specification Class\Building Equipment\Fire Protection\Fire Alarm Systems\Smoke Detectors | Fire Detection, Fire Detectors, Smoke | FD-FD-Sm | \Classifications\Specification Class\VBIS\FD - Fire Detection\FD-FD - Fire Detectors\FD-FD-Sm - Smoke |  | UNKNOWN |  |  |  | RN-001615 | [6 empty] | 2023-07-25 | 2 - Normal | 3 - Fair | 2 - Medium |  | 2 - Normal | Statutory | Preventive | High |  |  | 12y0M
541 | Royal North Shore Hospital | RN36 - Building 36 | Level 2 | RN36.02.008 | \Locations\Royal North Shore Hospital\RN36 - Building 36\Level 2 | \Geography\Oceania\Australia\New South Wales\Sydney Northern\Willoughby\St Leonards | \Organizations\101-NSW Health\8899-NSLHD | RN-001610 | Air Conditioner - Split System Indoor Unit | Air Conditioner - Split System Indoor Unit - RN36.02.008 | \Classifications\Specification Class\Building Equipment\HVAC\Terminal & Package Units\Package Units\Split Systems | Mechanical, Air Conditioning Unit | ME-ACU | \Classifications\Specification Class\VBIS\ME - Mechanical\ME-ACU - Air Conditioning Unit |  | HITACHI | DC Inverter |  |  | RN-001610 | [6 empty] | 2023-07-25 | 2 - Normal | 3 - Fair | 2 - Medium |  | 2 - Normal | Statutory | Preventive | Medium |  |  | 6y0M | [9 empty] | Cant reach label
542 | Royal North Shore Hospital | RN36 - Building 36 | Level 5 | RN36.05.010 | \Locations\Royal North Shore Hospital\RN36 - Building 36\Level 5 | \Geography\Oceania\Australia\New South Wales\Sydney Northern\Willoughby\St Leonards | \Organizations\101-NSW Health\8899-NSLHD | RN-001625 | Smoke Detector | Smoke Detector - RN36.05.010 | \Classifications\Specification Class\Building Equipment\Fire Protection\Fire Alarm Systems\Smoke Detectors | Fire Detection, Fire Detectors, Smoke | FD-FD-Sm | \Classifications\Specification Class\VBIS\FD - Fire Detection\FD-FD - Fire Detectors\FD-FD-Sm - Smoke |  | UNKNOWN |  |  |  | RN-001625 | [6 empty] | 2023-07-25 | 2 - Normal | 2 - Good | 2 - Medium |  | 2 - Normal | Statutory | Preventive | High |  |  | 16y0M
543 | Royal North Shore Hospital | RN36 - Building 36 | Level 5 | RN36.05.011 | \Locations\Royal North Shore Hospital\RN36 - Building 36\Level 5\RN36.05.011 Liftwell | \Geography\Oceania\Australia\New South Wales\Sydney Northern\Willoughby\St Leonards | \Organizations\101-NSW Health\8899-NSLHD | RN-001621 | Smoke Detector | Smoke Detector - RN36.05.011 | \Classifications\Specification Class\Building Equipment\Fire Protection\Fire Alarm Systems\Smoke Detectors | Fire Detection, Fire Detectors, Smoke | FD-FD-Sm | \Classifications\Specification Class\VBIS\FD - Fire Detection\FD-FD - Fire Detectors\FD-FD-Sm - Smoke |  | UNKNOWN |  |  |  | RN-001621 | [6 empty] | 2023-07-25 | 2 - Normal | 2 - Good | 2 - Medium |  | 2 - Normal | Statutory | Preventive | High |  |  | 16y0M
544 | Royal North Shore Hospital | RN36 - Building 36 | Level 5 | RN36.05.012 | \Locations\Royal North Shore Hospital\RN36 - Building 36\Level 5 | \Geography\Oceania\Australia\New South Wales\Sydney Northern\Willoughby\St Leonards | \Organizations\101-NSW Health\8899-NSLHD | RN-001620 | Smoke Detector | Smoke Detector - RN36.05.012 | \Classifications\Specification Class\Building Equipment\Fire Protection\Fire Alarm Systems\Smoke Detectors | Fire Detection, Fire Detectors, Smoke | FD-FD-Sm | \Classifications\Specification Class\VBIS\FD - Fire Detection\FD-FD - Fire Detectors\FD-FD-Sm - Smoke |  | UNKNOWN |  |  |  | RN-001620 | [6 empty] | 2023-07-25 | 2 - Normal | 2 - Good | 2 - Medium |  | 2 - Normal | Statutory | Preventive | High |  |  | 16y0M
545 | Royal North Shore Hospital | RN36 - Building 36 | Level 5 | RN36.05.013 | \Locations\Royal North Shore Hospital\RN36 - Building 36\Level 5 | \Geography\Oceania\Australia\New South Wales\Sydney Northern\Willoughby\St Leonards | \Organizations\101-NSW Health\8899-NSLHD | RN-001629 | Smoke Detector | Smoke Detector - RN36.05.013 | \Classifications\Specification Class\Building Equipment\Fire Protection\Fire Alarm Systems\Smoke Detectors | Fire Detection, Fire Detectors, Smoke | FD-FD-Sm | \Classifications\Specification Class\VBIS\FD - Fire Detection\FD-FD - Fire Detectors\FD-FD-Sm - Smoke |  | UNKNOWN |  |  |  | RN-001629 | [6 empty] | 2023-07-25 | 2 - Normal | 2 - Good | 2 - Medium |  | 2 - Normal | Statutory | Preventive | High |  |  | 16y0M
546 | Royal North Shore Hospital | RN36 - Building 36 | Level 5 | RN36.05.014 | \Locations\Royal North Shore Hospital\RN36 - Building 36\Level 5 | \Geography\Oceania\Australia\New South Wales\Sydney Northern\Willoughby\St Leonards | \Organizations\101-NSW Health\8899-NSLHD | RN-001630 | Smoke Detector | Smoke Detector - RN36.05.014 | \Classifications\Specification Class\Building Equipment\Fire Protection\Fire Alarm Systems\Smoke Detectors | Fire Detection, Fire Detectors, Smoke | FD-FD-Sm | \Classifications\Specification Class\VBIS\FD - Fire Detection\FD-FD - Fire Detectors\FD-FD-Sm - Smoke |  | UNKNOWN |  |  |  | RN-001630 | [6 empty] | 2023-07-25 | 2 - Normal | 2 - Good | 2 - Medium |  | 2 - Normal | Statutory | Preventive | High |  |  | 16y0M
547 | Royal North Shore Hospital | RN36 - Building 36 | Level 5 | RN36.05.015 | \Locations\Royal North Shore Hospital\RN36 - Building 36\Level 5 | \Geography\Oceania\Australia\New South Wales\Sydney Northern\Willoughby\St Leonards | \Organizations\101-NSW Health\8899-NSLHD | RN-001619 | Smoke Detector | Smoke Detector - RN36.05.015 | \Classifications\Specification Class\Building Equipment\Fire Protection\Fire Alarm Systems\Smoke Detectors | Fire Detection, Fire Detectors, Smoke | FD-FD-Sm | \Classifications\Specification Class\VBIS\FD - Fire Detection\FD-FD - Fire Detectors\FD-FD-Sm - Smoke |  | UNKNOWN |  |  |  | RN-001619 | [6 empty] | 2023-07-25 | 2 - Normal | 2 - Good | 2 - Medium |  | 2 - Normal | Statutory | Preventive | High |  |  | 16y0M
548 | Royal North Shore Hospital | RN36 - Building 36 | Level 5 | RN36.05.016 | \Locations\Royal North Shore Hospital\RN36 - Building 36\Level 5 | \Geography\Oceania\Australia\New South Wales\Sydney Northern\Willoughby\St Leonards | \Organizations\101-NSW Health\8899-NSLHD | RN-001624 | Smoke Detector | Smoke Detector - RN36.05.016 | \Classifications\Specification Class\Building Equipment\Fire Protection\Fire Alarm Systems\Smoke Detectors | Fire Detection, Fire Detectors, Smoke | FD-FD-Sm | \Classifications\Specification Class\VBIS\FD - Fire Detection\FD-FD - Fire Detectors\FD-FD-Sm - Smoke |  | UNKNOWN |  |  |  | RN-001624 | [6 empty] | 2023-07-25 | 2 - Normal | 2 - Good | 2 - Medium |  | 2 - Normal | Statutory | Preventive | High |  |  | 16y0M
549 | Royal North Shore Hospital | RN36 - Building 36 | Level 5 | RN36.05.017 | \Locations\Royal North Shore Hospital\RN36 - Building 36\Level 5 | \Geography\Oceania\Australia\New South Wales\Sydney Northern\Willoughby\St Leonards | \Organizations\101-NSW Health\8899-NSLHD | RN-001626 | Smoke Detector | Smoke Detector - RN36.05.017 | \Classifications\Specification Class\Building Equipment\Fire Protection\Fire Alarm Systems\Smoke Detectors | Fire Detection, Fire Detectors, Smoke | FD-FD-Sm | \Classifications\Specification Class\VBIS\FD - Fire Detection\FD-FD - Fire Detectors\FD-FD-Sm - Smoke |  | UNKNOWN |  |  |  | RN-001626 | [6 empty] | 2023-07-25 | 2 - Normal | 2 - Good | 2 - Medium |  | 2 - Normal | Statutory | Preventive | High |  |  | 16y0M
550 | Royal North Shore Hospital | RN36 - Building 36 | Level 5 | RN36.05.018 | \Locations\Royal North Shore Hospital\RN36 - Building 36\Level 5 | \Geography\Oceania\Australia\New South Wales\Sydney Northern\Willoughby\St Leonards | \Organizations\101-NSW Health\8899-NSLHD | RN-001617 | Smoke Detector | Smoke Detector - RN36.05.018 | \Classifications\Specification Class\Building Equipment\Fire Protection\Fire Alarm Systems\Smoke Detectors | Fire Detection, Fire Detectors, Smoke | FD-FD-Sm | \Classifications\Specification Class\VBIS\FD - Fire Detection\FD-FD - Fire Detectors\FD-FD-Sm - Smoke |  | UNKNOWN |  |  |  | RN-001617 | [6 empty] | 2023-07-25 | 2 - Normal | 2 - Good | 2 - Medium |  | 2 - Normal | Statutory | Preventive | High |  |  | 16y0M
551 | Royal North Shore Hospital | RN36 - Building 36 | Level 5 | RN36.05.020 | \Locations\Royal North Shore Hospital\RN36 - Building 36\Level 5 | \Geography\Oceania\Australia\New South Wales\Sydney Northern\Willoughby\St Leonards | \Organizations\101-NSW Health\8899-NSLHD | RN-001618 | Smoke Detector | Smoke Detector - RN36.05.020 | \Classifications\Specification Class\Building Equipment\Fire Protection\Fire Alarm Systems\Smoke Detectors | Fire Detection, Fire Detectors, Smoke | FD-FD-Sm | \Classifications\Specification Class\VBIS\FD - Fire Detection\FD-FD - Fire Detectors\FD-FD-Sm - Smoke |  | UNKNOWN |  |  |  | RN-001618 | [6 empty] | 2023-07-25 | 2 - Normal | 2 - Good | 2 - Medium |  | 2 - Normal | Statutory | Preventive | High |  |  | 16y0M
552 | Royal North Shore Hospital | RN36 - Building 36 | Level 5 | RN36.05.021 | \Locations\Royal North Shore Hospital\RN36 - Building 36\Level 5 | \Geography\Oceania\Australia\New South Wales\Sydney Northern\Willoughby\St Leonards | \Organizations\101-NSW Health\8899-NSLHD | RN-001616 | Smoke Detector | Smoke Detector - RN36.05.021 | \Classifications\Specification Class\Building Equipment\Fire Protection\Fire Alarm Systems\Smoke Detectors | Fire Detection, Fire Detectors, Smoke | FD-FD-Sm | \Classifications\Specification Class\VBIS\FD - Fire Detection\FD-FD - Fire Detectors\FD-FD-Sm - Smoke |  | UNKNOWN |  |  |  | RN-001616 | [6 empty] | 2023-07-25 | 2 - Normal | 2 - Good | 2 - Medium |  | 2 - Normal | Statutory | Preventive | High |  |  | 16y0M
553 | Royal North Shore Hospital | RN36 - Building 36 | Level 5 | RN36.05.022 | \Locations\Royal North Shore Hospital\RN36 - Building 36\Level 5 | \Geography\Oceania\Australia\New South Wales\Sydney Northern\Willoughby\St Leonards | \Organizations\101-NSW Health\8899-NSLHD | RN-001622 | Smoke Detector | Smoke Detector - RN36.05.022 | \Classifications\Specification Class\Building Equipment\Fire Protection\Fire Alarm Systems\Smoke Detectors | Fire Detection, Fire Detectors, Smoke | FD-FD-Sm | \Classifications\Specification Class\VBIS\FD - Fire Detection\FD-FD - Fire Detectors\FD-FD-Sm - Smoke |  | UNKNOWN |  |  |  | RN-001622 | [6 empty] | 2023-07-25 | 2 - Normal | 2 - Good | 2 - Medium |  | 2 - Normal | Statutory | Preventive | High |  |  | 16y0M
554 | Royal North Shore Hospital | RN36 - Building 36 | Level 5 | RN36.05.023 | \Locations\Royal North Shore Hospital\RN36 - Building 36\Level 5 | \Geography\Oceania\Australia\New South Wales\Sydney Northern\Willoughby\St Leonards | \Organizations\101-NSW Health\8899-NSLHD | RN-001627 | Emergency Light | Emergency Light - RN36.05.023 | \Classifications\Specification Class\Building Equipment\Electrical\Other Electrical Systems\Emergency Light & Power Systems\Emergency Evacuation Lighting | Electrical Lighting, Emergency Lighting, Testing | EL-EL-Te | \Classifications\Specification Class\VBIS\EL - Electrical Lighting\EL-EL - Emergency Lighting\EL-EL-Te - Testing |  | EKTOR |  |  |  | RN-001627 | [6 empty] | 2023-07-25 | 2 - Normal | 3 - Fair | 2 - Medium |  | 2 - Normal | Statutory | Preventive | High |  |  | 15y0M
555 | Royal North Shore Hospital | RN36 - Building 36 | Level 5 | RN36.05.023 | \Locations\Royal North Shore Hospital\RN36 - Building 36\Level 5 | \Geography\Oceania\Australia\New South Wales\Sydney Northern\Willoughby\St Leonards | \Organizations\101-NSW Health\8899-NSLHD | RN-001623 | Smoke Detector | Smoke Detector - RN36.05.023 | \Classifications\Specification Class\Building Equipment\Fire Protection\Fire Alarm Systems\Smoke Detectors | Fire Detection, Fire Detectors, Smoke | FD-FD-Sm | \Classifications\Specification Class\VBIS\FD - Fire Detection\FD-FD - Fire Detectors\FD-FD-Sm - Smoke |  | UNKNOWN |  |  |  | RN-001623 | [6 empty] | 2023-07-25 | 2 - Normal | 2 - Good | 2 - Medium |  | 2 - Normal | Statutory | Preventive | High |  |  | 16y0M
556 | Royal North Shore Hospital | RN36 - Building 36 | Level 5 | RN36.05.026 | \Locations\Royal North Shore Hospital\RN36 - Building 36\Level 5 | \Geography\Oceania\Australia\New South Wales\Sydney Northern\Willoughby\St Leonards | \Organizations\101-NSW Health\8899-NSLHD | RN-001628 | Smoke Detector | Smoke Detector - RN36.05.026 | \Classifications\Specification Class\Building Equipment\Fire Protection\Fire Alarm Systems\Smoke Detectors | Fire Detection, Fire Detectors, Smoke | FD-FD-Sm | \Classifications\Specification Class\VBIS\FD - Fire Detection\FD-FD - Fire Detectors\FD-FD-Sm - Smoke |  | UNKNOWN |  |  |  | RN-001628 | [6 empty] | 2023-07-25 | 2 - Normal | 2 - Good | 2 - Medium |  | 2 - Normal | Statutory | Preventive | High |  |  | 16y0M
557 | Royal North Shore Hospital | RN36 - Building 36 | Level 5 | RN36.05.027 | \Locations\Royal North Shore Hospital\RN36 - Building 36\Level 5 | \Geography\Oceania\Australia\New South Wales\Sydney Northern\Willoughby\St Leonards | \Organizations\101-NSW Health\8899-NSLHD | RN-001645 | Smoke Detector | Smoke Detector - RN36.05.027 | \Classifications\Specification Class\Building Equipment\Fire Protection\Fire Alarm Systems\Smoke Detectors | Fire Detection, Fire Detectors, Smoke | FD-FD-Sm | \Classifications\Specification Class\VBIS\FD - Fire Detection\FD-FD - Fire Detectors\FD-FD-Sm - Smoke |  | UNKNOWN |  |  |  | RN-001645 | [6 empty] | 2023-07-25 | 2 - Normal | 2 - Good | 2 - Medium |  | 2 - Normal | Statutory | Preventive | High |  |  | 16y0M
558 | Royal North Shore Hospital | RN36 - Building 36 | Level 5 | RN36.05.028 | \Locations\Royal North Shore Hospital\RN36 - Building 36\Level 5 | \Geography\Oceania\Australia\New South Wales\Sydney Northern\Willoughby\St Leonards | \Organizations\101-NSW Health\8899-NSLHD | RN-001640 | Smoke Detector | Smoke Detector - RN36.05.028 | \Classifications\Specification Class\Building Equipment\Fire Protection\Fire Alarm Systems\Smoke Detectors | Fire Detection, Fire Detectors, Smoke | FD-FD-Sm | \Classifications\Specification Class\VBIS\FD - Fire Detection\FD-FD - Fire Detectors\FD-FD-Sm - Smoke |  | UNKNOWN |  |  |  | RN-001640 | [6 empty] | 2023-07-25 | 2 - Normal | 2 - Good | 2 - Medium |  | 2 - Normal | Statutory | Preventive | High |  |  | 16y0M
559 | Royal North Shore Hospital | RN36 - Building 36 | Level 5 | RN36.05.029 | \Locations\Royal North Shore Hospital\RN36 - Building 36\Level 5 | \Geography\Oceania\Australia\New South Wales\Sydney Northern\Willoughby\St Leonards | \Organizations\101-NSW Health\8899-NSLHD | RN-001635 | Smoke Detector | Smoke Detector - RN36.05.029 | \Classifications\Specification Class\Building Equipment\Fire Protection\Fire Alarm Systems\Smoke Detectors | Fire Detection, Fire Detectors, Smoke | FD-FD-Sm | \Classifications\Specification Class\VBIS\FD - Fire Detection\FD-FD - Fire Detectors\FD-FD-Sm - Smoke |  | UNKNOWN |  |  |  | RN-001635 | [6 empty] | 2023-07-25 | 2 - Normal | 2 - Good | 2 - Medium |  | 2 - Normal | Statutory | Preventive | High |  |  | 16y0M
560 | Royal North Shore Hospital | RN36 - Building 36 | Level 5 | RN36.05.030 | \Locations\Royal North Shore Hospital\RN36 - Building 36\Level 5 | \Geography\Oceania\Australia\New South Wales\Sydney Northern\Willoughby\St Leonards | \Organizations\101-NSW Health\8899-NSLHD | RN-001641 | Smoke Detector | Smoke Detector - RN36.05.030 | \Classifications\Specification Class\Building Equipment\Fire Protection\Fire Alarm Systems\Smoke Detectors | Fire Detection, Fire Detectors, Smoke | FD-FD-Sm | \Classifications\Specification Class\VBIS\FD - Fire Detection\FD-FD - Fire Detectors\FD-FD-Sm - Smoke |  | UNKNOWN |  |  |  | RN-001641 | [6 empty] | 2023-07-25 | 2 - Normal | 2 - Good | 2 - Medium |  | 2 - Normal | Statutory | Preventive | High |  |  | 16y0M
561 | Royal North Shore Hospital | RN36 - Building 36 | Level 5 | RN36.05.001 | \Locations\Royal North Shore Hospital\RN36 - Building 36\Level 5\RN36.05.001 Stairs | \Geography\Oceania\Australia\New South Wales\Sydney Northern\Willoughby\St Leonards | \Organizations\101-NSW Health\8899-NSLHD | RN-001637 | Smoke Detector | Smoke Detector - RN36.05.001 | \Classifications\Specification Class\Building Equipment\Fire Protection\Fire Alarm Systems\Smoke Detectors | Fire Detection, Fire Detectors, Smoke | FD-FD-Sm | \Classifications\Specification Class\VBIS\FD - Fire Detection\FD-FD - Fire Detectors\FD-FD-Sm - Smoke |  | UNKNOWN |  |  |  | RN-001637 | [6 empty] | 2023-07-25 | 2 - Normal | 2 - Good | 2 - Medium |  | 2 - Normal | Statutory | Preventive | High |  |  | 16y0M
562 | Royal North Shore Hospital | RN36 - Building 36 | Level 5 | RN36.05.001 | \Locations\Royal North Shore Hospital\RN36 - Building 36\Level 5\RN36.05.001 Stairs | \Geography\Oceania\Australia\New South Wales\Sydney Northern\Willoughby\St Leonards | \Organizations\101-NSW Health\8899-NSLHD | RN-001642 | Smoke Detector | Smoke Detector - RN36.05.001 | \Classifications\Specification Class\Building Equipment\Fire Protection\Fire Alarm Systems\Smoke Detectors | Fire Detection, Fire Detectors, Smoke | FD-FD-Sm | \Classifications\Specification Class\VBIS\FD - Fire Detection\FD-FD - Fire Detectors\FD-FD-Sm - Smoke |  | UNKNOWN |  |  |  | RN-001642 | [6 empty] | 2023-07-25 | 2 - Normal | 2 - Good | 2 - Medium |  | 2 - Normal | Statutory | Preventive | High |  |  | 16y0M
563 | Royal North Shore Hospital | RN36 - Building 36 | Level 5 | RN36.05.003 | \Locations\Royal North Shore Hospital\RN36 - Building 36\Level 5\RN36.05.003 Comms Room | \Geography\Oceania\Australia\New South Wales\Sydney Northern\Willoughby\St Leonards | \Organizations\101-NSW Health\8899-NSLHD | RN-001632 | Smoke Detector | Smoke Detector - RN36.05.003 | \Classifications\Specification Class\Building Equipment\Fire Protection\Fire Alarm Systems\Smoke Detectors | Fire Detection, Fire Detectors, Smoke | FD-FD-Sm | \Classifications\Specification Class\VBIS\FD - Fire Detection\FD-FD - Fire Detectors\FD-FD-Sm - Smoke |  | UNKNOWN |  |  |  | RN-001632 | [6 empty] | 2023-07-25 | 2 - Normal | 2 - Good | 2 - Medium |  | 2 - Normal | Statutory | Preventive | High |  |  | 16y0M
564 | Royal North Shore Hospital | RN36 - Building 36 | Level 5 | RN36.05.005 | \Locations\Royal North Shore Hospital\RN36 - Building 36\Level 5 | \Geography\Oceania\Australia\New South Wales\Sydney Northern\Willoughby\St Leonards | \Organizations\101-NSW Health\8899-NSLHD | RN-001633 | Smoke Detector | Smoke Detector - RN36.05.005 | \Classifications\Specification Class\Building Equipment\Fire Protection\Fire Alarm Systems\Smoke Detectors | Fire Detection, Fire Detectors, Smoke | FD-FD-Sm | \Classifications\Specification Class\VBIS\FD - Fire Detection\FD-FD - Fire Detectors\FD-FD-Sm - Smoke |  | UNKNOWN |  |  |  | RN-001633 | [6 empty] | 2023-07-25 | 2 - Normal | 2 - Good | 2 - Medium |  | 2 - Normal | Statutory | Preventive | High |  |  | 16y0M
565 | Royal North Shore Hospital | RN36 - Building 36 | Level 5 | RN36.05.006 | \Locations\Royal North Shore Hospital\RN36 - Building 36\Level 5 | \Geography\Oceania\Australia\New South Wales\Sydney Northern\Willoughby\St Leonards | \Organizations\101-NSW Health\8899-NSLHD | RN-001638 | Smoke Detector | Smoke Detector - RN36.05.006 | \Classifications\Specification Class\Building Equipment\Fire Protection\Fire Alarm Systems\Smoke Detectors | Fire Detection, Fire Detectors, Smoke | FD-FD-Sm | \Classifications\Specification Class\VBIS\FD - Fire Detection\FD-FD - Fire Detectors\FD-FD-Sm - Smoke |  | UNKNOWN |  |  |  | RN-001638 | [6 empty] | 2023-07-25 | 2 - Normal | 2 - Good | 2 - Medium |  | 2 - Normal | Statutory | Preventive | High |  |  | 16y0M
566 | Royal North Shore Hospital | RN36 - Building 36 | Level 5 | RN36.05.007 | \Locations\Royal North Shore Hospital\RN36 - Building 36\Level 5 | \Geography\Oceania\Australia\New South Wales\Sydney Northern\Willoughby\St Leonards | \Organizations\101-NSW Health\8899-NSLHD | RN-001643 | Smoke Detector | Smoke Detector - RN36.05.007 | \Classifications\Specification Class\Building Equipment\Fire Protection\Fire Alarm Systems\Smoke Detectors | Fire Detection, Fire Detectors, Smoke | FD-FD-Sm | \Classifications\Specification Class\VBIS\FD - Fire Detection\FD-FD - Fire Detectors\FD-FD-Sm - Smoke |  | UNKNOWN |  |  |  | RN-001643 | [6 empty] | 2023-07-25 | 2 - Normal | 2 - Good | 2 - Medium |  | 2 - Normal | Statutory | Preventive | High |  |  | 16y0M
567 | Royal North Shore Hospital | RN36 - Building 36 | Level 5 | RN36.05.009 | \Locations\Royal North Shore Hospital\RN36 - Building 36\Level 5 | \Geography\Oceania\Australia\New South Wales\Sydney Northern\Willoughby\St Leonards | \Organizations\101-NSW Health\8899-NSLHD | RN-001639 | Smoke Detector | Smoke Detector - RN36.05.009 | \Classifications\Specification Class\Building Equipment\Fire Protection\Fire Alarm Systems\Smoke Detectors | Fire Detection, Fire Detectors, Smoke | FD-FD-Sm | \Classifications\Specification Class\VBIS\FD - Fire Detection\FD-FD - Fire Detectors\FD-FD-Sm - Smoke |  | UNKNOWN |  |  |  | RN-001639 | [6 empty] | 2023-07-25 | 2 - Normal | 2 - Good | 2 - Medium |  | 2 - Normal | Statutory | Preventive | High |  |  | 16y0M
568 | Royal North Shore Hospital | RN36 - Building 36 | Level 5 | RN36.05.031 | \Locations\Royal North Shore Hospital\RN36 - Building 36\Level 5 | \Geography\Oceania\Australia\New South Wales\Sydney Northern\Willoughby\St Leonards | \Organizations\101-NSW Health\8899-NSLHD | RN-001634 | Smoke Detector | Smoke Detector - RN36.05.031 | \Classifications\Specification Class\Building Equipment\Fire Protection\Fire Alarm Systems\Smoke Detectors | Fire Detection, Fire Detectors, Smoke | FD-FD-Sm | \Classifications\Specification Class\VBIS\FD - Fire Detection\FD-FD - Fire Detectors\FD-FD-Sm - Smoke |  | UNKNOWN |  |  |  | RN-001634 | [6 empty] | 2023-07-25 | 2 - Normal | 2 - Good | 2 - Medium |  | 2 - Normal | Statutory | Preventive | High |  |  | 16y0M
569 | Royal North Shore Hospital | RN36 - Building 36 | Level 5 | RN36.05.032 | \Locations\Royal North Shore Hospital\RN36 - Building 36\Level 5 | \Geography\Oceania\Australia\New South Wales\Sydney Northern\Willoughby\St Leonards | \Organizations\101-NSW Health\8899-NSLHD | RN-001600 | Smoke Detector | Smoke Detector - RN36.05.032 | \Classifications\Specification Class\Building Equipment\Fire Protection\Fire Alarm Systems\Smoke Detectors | Fire Detection, Fire Detectors, Smoke | FD-FD-Sm | \Classifications\Specification Class\VBIS\FD - Fire Detection\FD-FD - Fire Detectors\FD-FD-Sm - Smoke |  | UNKNOWN |  |  |  | RN-001600 | [6 empty] | 2023-07-25 | 2 - Normal | 2 - Good | 2 - Medium |  | 2 - Normal | Statutory | Preventive | High |  |  | 16y0M
570 | Royal North Shore Hospital | RN36 - Building 36 | Level 5 | RN36.05.033 | \Locations\Royal North Shore Hospital\RN36 - Building 36\Level 5 | \Geography\Oceania\Australia\New South Wales\Sydney Northern\Willoughby\St Leonards | \Organizations\101-NSW Health\8899-NSLHD | RN-001609 | Smoke Detector | Smoke Detector - RN36.05.033 | \Classifications\Specification Class\Building Equipment\Fire Protection\Fire Alarm Systems\Smoke Detectors | Fire Detection, Fire Detectors, Smoke | FD-FD-Sm | \Classifications\Specification Class\VBIS\FD - Fire Detection\FD-FD - Fire Detectors\FD-FD-Sm - Smoke |  | UNKNOWN |  |  |  | RN-001609 | [6 empty] | 2023-07-25 | 2 - Normal | 2 - Good | 2 - Medium |  | 2 - Normal | Statutory | Preventive | High |  |  | 16y0M
571 | Royal North Shore Hospital | RN36 - Building 36 | Level 5 | RN36.05.008 | \Locations\Royal North Shore Hospital\RN36 - Building 36\Level 5 | \Geography\Oceania\Australia\New South Wales\Sydney Northern\Willoughby\St Leonards | \Organizations\101-NSW Health\8899-NSLHD | RN-001644 | Smoke Detector | Smoke Detector - RN36.05.008 | \Classifications\Specification Class\Building Equipment\Fire Protection\Fire Alarm Systems\Smoke Detectors | Fire Detection, Fire Detectors, Smoke | FD-FD-Sm | \Classifications\Specification Class\VBIS\FD - Fire Detection\FD-FD - Fire Detectors\FD-FD-Sm - Smoke |  | UNKNOWN |  |  |  | RN-001644 | [6 empty] | 2023-07-25 | 2 - Normal | 2 - Good | 2 - Medium |  | 2 - Normal | Statutory | Preventive | High |  |  | 16y0M
572 | Royal North Shore Hospital | RN36 - Building 36 | Level 5 | RN36.05.008 | \Locations\Royal North Shore Hospital\RN36 - Building 36\Level 5 | \Geography\Oceania\Australia\New South Wales\Sydney Northern\Willoughby\St Leonards | \Organizations\101-NSW Health\8899-NSLHD | RN-001607 | Emergency Light | Emergency Light - RN36.05.008 | \Classifications\Specification Class\Building Equipment\Electrical\Other Electrical Systems\Emergency Light & Power Systems\Emergency Evacuation Lighting | Electrical Lighting, Emergency Lighting, Testing | EL-EL-Te | \Classifications\Specification Class\VBIS\EL - Electrical Lighting\EL-EL - Emergency Lighting\EL-EL-Te - Testing |  | UNKNOWN |  |  |  | RN-001607 | [6 empty] | 2023-07-25 | 2 - Normal | 2 - Good | 2 - Medium |  | 2 - Normal | Statutory | Preventive | High |  |  | 20y0M
573 | Royal North Shore Hospital | RN36 - Building 36 | Level 5 | RN36.05.008 | \Locations\Royal North Shore Hospital\RN36 - Building 36\Level 5 | \Geography\Oceania\Australia\New South Wales\Sydney Northern\Willoughby\St Leonards | \Organizations\101-NSW Health\8899-NSLHD | RN-001606 | Smoke Detector | Smoke Detector - RN36.05.008 | \Classifications\Specification Class\Building Equipment\Fire Protection\Fire Alarm Systems\Smoke Detectors | Fire Detection, Fire Detectors, Smoke | FD-FD-Sm | \Classifications\Specification Class\VBIS\FD - Fire Detection\FD-FD - Fire Detectors\FD-FD-Sm - Smoke |  | UNKNOWN |  |  |  | RN-001606 | [6 empty] | 2023-07-25 | 2 - Normal | 2 - Good | 2 - Medium |  | 2 - Normal | Statutory | Preventive | High |  |  | 16y0M
574 | Royal North Shore Hospital | RN36 - Building 36 | Level 5 | RN36.05.008 | \Locations\Royal North Shore Hospital\RN36 - Building 36\Level 5 | \Geography\Oceania\Australia\New South Wales\Sydney Northern\Willoughby\St Leonards | \Organizations\101-NSW Health\8899-NSLHD | RN-001611 | Smoke Detector | Smoke Detector - RN36.05.008 | \Classifications\Specification Class\Building Equipment\Fire Protection\Fire Alarm Systems\Smoke Detectors | Fire Detection, Fire Detectors, Smoke | FD-FD-Sm | \Classifications\Specification Class\VBIS\FD - Fire Detection\FD-FD - Fire Detectors\FD-FD-Sm - Smoke |  | UNKNOWN |  |  |  | RN-001611 | [6 empty] | 2023-07-25 | 2 - Normal | 2 - Good | 2 - Medium |  | 2 - Normal | Statutory | Preventive | High |  |  | 16y0M
575 | Royal North Shore Hospital | RN36 - Building 36 | Level 5 | RN36.05.008 | \Locations\Royal North Shore Hospital\RN36 - Building 36\Level 5 | \Geography\Oceania\Australia\New South Wales\Sydney Northern\Willoughby\St Leonards | \Organizations\101-NSW Health\8899-NSLHD | RN-001597 | Emergency Exit Sign | Emergency Exit Sign - RN36.05.008 | \Classifications\Specification Class\Building Equipment\Electrical\Other Electrical Systems\Emergency Light & Power Systems\Emergency Evacuation Lighting | Electrical Lighting, Emergency Lighting, Testing | EL-EL-Te | \Classifications\Specification Class\VBIS\EL - Electrical Lighting\EL-EL - Emergency Lighting\EL-EL-Te - Testing |  | CLEVERTRONICS | 24m |  |  | RN-001597 | [6 empty] | 2023-07-25 | 2 - Normal | 3 - Fair | 2 - Medium |  | 2 - Normal | Statutory | Preventive | High |  |  | 15y0M
576 | Royal North Shore Hospital | RN36 - Building 36 | Level 5 | RN36.05.004 | \Locations\Royal North Shore Hospital\RN36 - Building 36\Level 5 | \Geography\Oceania\Australia\New South Wales\Sydney Northern\Willoughby\St Leonards | \Organizations\101-NSW Health\8899-NSLHD | RN-001671 | Smoke Detector | Smoke Detector - RN36.05.004 | \Classifications\Specification Class\Building Equipment\Fire Protection\Fire Alarm Systems\Smoke Detectors | Fire Detection, Fire Detectors, Smoke | FD-FD-Sm | \Classifications\Specification Class\VBIS\FD - Fire Detection\FD-FD - Fire Detectors\FD-FD-Sm - Smoke |  | UNKNOWN |  |  |  | RN-001671 | [6 empty] | 2023-07-25 | 2 - Normal | 2 - Good | 2 - Medium |  | 2 - Normal | Statutory | Preventive | High |  |  | 16y0M
577 | Royal North Shore Hospital | RN36 - Building 36 | Level 5 | RN36.05.007 | \Locations\Royal North Shore Hospital\RN36 - Building 36\Level 5 | \Geography\Oceania\Australia\New South Wales\Sydney Northern\Willoughby\St Leonards | \Organizations\101-NSW Health\8899-NSLHD | RN-001672 | Thermostatic Mixing Valve - TMV 13 | Thermostatic Mixing Valve - TMV 13 - RN36.05.007 | \Classifications\Specification Class\Building Equipment\Plumbing\Thermostatic Mixing Valves | Hydraulics, Valves, Thermostatic Mixing Valves | HY-Va-TMV | \Classifications\Specification Class\VBIS\HY - Hydraulics\HY-Va - Valves\HY-Va-TMV - Thermostatic Mixing Valves |  | UNKNOWN |  |  |  | RN-001672 | [6 empty] | 2023-07-25 | 2 - Normal | 2 - Good | 3 - High |  | 2 - Normal | Statutory | Preventive | High |  |  | 8y0M
578 | Royal North Shore Hospital | RN36 - Building 36 | Level 5 | RN36.05.008 | \Locations\Royal North Shore Hospital\RN36 - Building 36\Level 5 | \Geography\Oceania\Australia\New South Wales\Sydney Northern\Willoughby\St Leonards | \Organizations\101-NSW Health\8899-NSLHD | RN-001674 | Air Conditioner - Indoor Ducted Unit | Air Conditioner - Indoor Ducted Unit - RN36.05.008 | \Classifications\Specification Class\Building Equipment\HVAC\Terminal & Package Units\Fan Coil Units | Mechanical, Fan Coil Units, Cassette | ME-FCU-Ca | \Classifications\Specification Class\VBIS\ME - Mechanical\ME-FCU - Fan Coil Units\ME-FCU-Ca - Cassette |  | PANASONIC | CZ-RTC5A |  |  | RN-001674 | [6 empty] | 2023-07-25 | 2 - Normal | 2 - Good | 3 - High |  | 2 - Normal | Statutory | Preventive | High |  |  | 20y0M | [9 empty] | Tagged at the controller unit
579 | Royal North Shore Hospital | RN36 - Building 36 | Level 1 | RN36.01.022 | \Locations\Royal North Shore Hospital\RN36 - Building 36\Level 1 | \Geography\Oceania\Australia\New South Wales\Sydney Northern\Willoughby\St Leonards | \Organizations\101-NSW Health\8899-NSLHD | RN-001673 | Fire Door - Double Leaf | Fire Door - Double Leaf - RN36.01.022 | \Classifications\Specification Class\Building Equipment\Fire Protection\Fire Protection Specialities\Fire Doors | Structure, Doors Fire Rated | ST-DFR | \Classifications\Specification Class\VBIS\ST - Structure\ST-DFR - Doors Fire Rated |  | AUTOMATIC FIRE PROTECTION |  |  |  | RN-001673 | [6 empty] | 2023-07-25 | 2 - Normal | 3 - Fair | 2 - Medium |  | 2 - Normal | Statutory | Preventive | High |  |  | 15y0M
580 | Royal North Shore Hospital | RN36 - Building 36 | Level 1 | RN36.01.004 | \Locations\Royal North Shore Hospital\RN36 - Building 36\Level 1 | \Geography\Oceania\Australia\New South Wales\Sydney Northern\Willoughby\St Leonards | \Organizations\101-NSW Health\8899-NSLHD | RN-001685 | Smoke Detector | Smoke Detector - RN36.01.004 | \Classifications\Specification Class\Building Equipment\Fire Protection\Fire Alarm Systems\Smoke Detectors | Fire Detection, Fire Detectors, Smoke | FD-FD-Sm | \Classifications\Specification Class\VBIS\FD - Fire Detection\FD-FD - Fire Detectors\FD-FD-Sm - Smoke |  | UNKNOWN |  |  |  | RN-001685 | [6 empty] | 2023-07-25 | 2 - Normal | 2 - Good | 2 - Medium |  | 2 - Normal | Statutory | Preventive | High |  |  | 16y0M
581 | Royal North Shore Hospital | RN36 - Building 36 | Level 1 | RN36.01.004 | \Locations\Royal North Shore Hospital\RN36 - Building 36\Level 1 | \Geography\Oceania\Australia\New South Wales\Sydney Northern\Willoughby\St Leonards | \Organizations\101-NSW Health\8899-NSLHD | RN-001680 | Roller Shutter Door | Roller Shutter Door - RN36.01.004 | \Classifications\Specification Class\Building Equipment\Building Fabric\Doors\Roller Doors & Shutters | Structure, Doors Non Rated, Roller | ST-DNR-Ro | \Classifications\Specification Class\VBIS\ST - Structure\ST-DNR - Doors Non Rated\ST-DNR-Ro - Roller |  | UNKNOWN |  |  |  | RN-001680 | [6 empty] | 2023-07-25 | 2 - Normal | 2 - Good | 2 - Medium |  | 2 - Normal | Statutory | Preventive | Medium |  |  | 12y0M
582 | Royal North Shore Hospital | RN36 - Building 36 | Level 1 | RN36.01.004 | \Locations\Royal North Shore Hospital\RN36 - Building 36\Level 1 | \Geography\Oceania\Australia\New South Wales\Sydney Northern\Willoughby\St Leonards | \Organizations\101-NSW Health\8899-NSLHD | RN-001684 | Air Conditioner - Split System Indoor Unit | Air Conditioner - Split System Indoor Unit - RN36.01.004 | \Classifications\Specification Class\Building Equipment\HVAC\Terminal & Package Units\Package Units\Split Systems | Mechanical, Air Conditioning Unit | ME-ACU | \Classifications\Specification Class\VBIS\ME - Mechanical\ME-ACU - Air Conditioning Unit |  | HITACHI | RAS-25YHA3 |  | 2507 | RN-001684 | [6 empty] | 2023-07-25 | 2 - Normal | 3 - Fair | 2 - Medium |  | 2 - Normal | Statutory | Preventive | Medium |  |  | 6y0M
583 | Royal North Shore Hospital | RN36 - Building 36 | Level 1 | RN36.01.005 | \Locations\Royal North Shore Hospital\RN36 - Building 36\Level 1 | \Geography\Oceania\Australia\New South Wales\Sydney Northern\Willoughby\St Leonards | \Organizations\101-NSW Health\8899-NSLHD | RN-001679 | Smoke Detector | Smoke Detector - RN36.01.005 | \Classifications\Specification Class\Building Equipment\Fire Protection\Fire Alarm Systems\Smoke Detectors | Fire Detection, Fire Detectors, Smoke | FD-FD-Sm | \Classifications\Specification Class\VBIS\FD - Fire Detection\FD-FD - Fire Detectors\FD-FD-Sm - Smoke |  | UNKNOWN |  |  |  | RN-001679 | [6 empty] | 2023-07-25 | 2 - Normal | 2 - Good | 2 - Medium |  | 2 - Normal | Statutory | Preventive | High |  |  | 16y0M
584 | Royal North Shore Hospital | RN36 - Building 36 | Level 1 | RN36.01.005 | \Locations\Royal North Shore Hospital\RN36 - Building 36\Level 1 | \Geography\Oceania\Australia\New South Wales\Sydney Northern\Willoughby\St Leonards | \Organizations\101-NSW Health\8899-NSLHD | RN-001683 | Emergency Light | Emergency Light - RN36.01.005 | \Classifications\Specification Class\Building Equipment\Electrical\Other Electrical Systems\Emergency Light & Power Systems\Emergency Evacuation Lighting | Electrical Lighting, Emergency Lighting, Testing | EL-EL-Te | \Classifications\Specification Class\VBIS\EL - Electrical Lighting\EL-EL - Emergency Lighting\EL-EL-Te - Testing |  | UNKNOWN |  |  |  | RN-001683 | [6 empty] | 2023-07-25 | 2 - Normal | 2 - Good | 2 - Medium |  | 2 - Normal | Statutory | Preventive | High |  |  | 20y0M
585 | Royal North Shore Hospital | RN36 - Building 36 | Level 1 | RN36.01.001 | \Locations\Royal North Shore Hospital\RN36 - Building 36\Level 1\RN36.01.001 Stairs | \Geography\Oceania\Australia\New South Wales\Sydney Northern\Willoughby\St Leonards | \Organizations\101-NSW Health\8899-NSLHD | RN-001678 | Passenger Lift | Passenger Lift - RN36.01.001 | \Classifications\Specification Class\Building Equipment\Conveying\Elevators & Lifts\Passenger Lifts | Vertical Transportation, Lift | VT-Li | \Classifications\Specification Class\VBIS\VT - Vertical Transportation\VT-Li - Lift |  | KLEEMAN | 1350kg |  |  | RN-001678 |  |  |  |  | 2017-01-01 |  | 2023-07-25 | 2 - Normal | 3 - Fair | 3 - High |  | 2 - Normal | Statutory | Preventive | High |  |  | 23y4M | [9 empty] | #1
586 | Royal North Shore Hospital | RN36 - Building 36 | Level 1 | RN36.01.001 | \Locations\Royal North Shore Hospital\RN36 - Building 36\Level 1\RN36.01.001 Stairs | \Geography\Oceania\Australia\New South Wales\Sydney Northern\Willoughby\St Leonards | \Organizations\101-NSW Health\8899-NSLHD | RN-001682 | Smoke Detector | Smoke Detector - RN36.01.001 | \Classifications\Specification Class\Building Equipment\Fire Protection\Fire Alarm Systems\Smoke Detectors | Fire Detection, Fire Detectors, Smoke | FD-FD-Sm | \Classifications\Specification Class\VBIS\FD - Fire Detection\FD-FD - Fire Detectors\FD-FD-Sm - Smoke |  | UNKNOWN |  |  |  | RN-001682 | [6 empty] | 2023-07-25 | 2 - Normal | 2 - Good | 2 - Medium |  | 2 - Normal | Statutory | Preventive | High |  |  | 16y0M
587 | Royal North Shore Hospital | RN36 - Building 36 | Level 1 | RN36.01.001 | \Locations\Royal North Shore Hospital\RN36 - Building 36\Level 1\RN36.01.001 Stairs | \Geography\Oceania\Australia\New South Wales\Sydney Northern\Willoughby\St Leonards | \Organizations\101-NSW Health\8899-NSLHD | RN-001677 | Emergency Exit Sign | Emergency Exit Sign - RN36.01.001 | \Classifications\Specification Class\Building Equipment\Electrical\Other Electrical Systems\Emergency Light & Power Systems\Emergency Evacuation Lighting | Electrical Lighting, Emergency Lighting, Testing | EL-EL-Te | \Classifications\Specification Class\VBIS\EL - Electrical Lighting\EL-EL - Emergency Lighting\EL-EL-Te - Testing |  | CLEVERTRONICS | 24m |  |  | RN-001677 | [6 empty] | 2023-07-25 | 2 - Normal | 3 - Fair | 2 - Medium |  | 2 - Normal | Statutory | Preventive | High |  |  | 15y0M
588 | Royal North Shore Hospital | RN36 - Building 36 | Level 1 | RN36.01.003 | \Locations\Royal North Shore Hospital\RN36 - Building 36\Level 1 | \Geography\Oceania\Australia\New South Wales\Sydney Northern\Willoughby\St Leonards | \Organizations\101-NSW Health\8899-NSLHD | RN-001681 | Air Conditioner - Split System Indoor Unit | Air Conditioner - Split System Indoor Unit - RN36.01.003 | \Classifications\Specification Class\Building Equipment\HVAC\Terminal & Package Units\Package Units\Split Systems | Mechanical, Air Conditioning Unit | ME-ACU | \Classifications\Specification Class\VBIS\ME - Mechanical\ME-ACU - Air Conditioning Unit |  | PANASONIC | CS-RZ25TKR |  | 4914701073 | RN-001681 | [6 empty] | 2023-07-25 | 2 - Normal | 3 - Fair | 2 - Medium |  | 2 - Normal | Statutory | Preventive | Medium |  |  | 6y0M
589 | Royal North Shore Hospital | RN36 - Building 36 | Level 1 | RN36.01.003 | \Locations\Royal North Shore Hospital\RN36 - Building 36\Level 1 | \Geography\Oceania\Australia\New South Wales\Sydney Northern\Willoughby\St Leonards | \Organizations\101-NSW Health\8899-NSLHD | RN-001676 | Distribution Board - DB-35.1.1 | Distribution Board - DB-35.1.1 - RN36.01.003 | \Classifications\Specification Class\Building Equipment\Electrical\Electrical Service & Distribution\Distribution Boards | Electrical Power, Switchboard, Main Switch Board | EP-SB-MSB | \Classifications\Specification Class\VBIS\EP - Electrical Power\EP-SB - Switchboard\EP-SB-MSB - Main Switch Board |  | K.E. BROWN PTY LTD |  |  |  | RN-001676 | [6 empty] | 2023-07-25 | 2 - Normal | 3 - Fair | 3 - High |  | 2 - Normal | Statutory | Preventive | High |  |  | 15y0M
590 | Royal North Shore Hospital | RN36 - Building 36 | Level 1 | RN36.01.003 | \Locations\Royal North Shore Hospital\RN36 - Building 36\Level 1 | \Geography\Oceania\Australia\New South Wales\Sydney Northern\Willoughby\St Leonards | \Organizations\101-NSW Health\8899-NSLHD | RN-001660 | Smoke Detector | Smoke Detector - RN36.01.003 | \Classifications\Specification Class\Building Equipment\Fire Protection\Fire Alarm Systems\Smoke Detectors | Fire Detection, Fire Detectors, Smoke | FD-FD-Sm | \Classifications\Specification Class\VBIS\FD - Fire Detection\FD-FD - Fire Detectors\FD-FD-Sm - Smoke |  | UNKNOWN |  |  |  | RN-001660 | [6 empty] | 2023-07-25 | 2 - Normal | 2 - Good | 2 - Medium |  | 2 - Normal | Statutory | Preventive | High |  |  | 16y0M
591 | Royal North Shore Hospital | RN36 - Building 36 | Level 1 | RN36.01.003 | \Locations\Royal North Shore Hospital\RN36 - Building 36\Level 1 | \Geography\Oceania\Australia\New South Wales\Sydney Northern\Willoughby\St Leonards | \Organizations\101-NSW Health\8899-NSLHD | RN-001662 | Security Device - Controller | Security Device - Controller - RN36.01.003 | \Classifications\Specification Class\Security Equipment | Security | SE | \Classifications\Specification Class\VBIS\SE - Security |  | INNER RANGE |  |  |  | RN-001662 | [6 empty] | 2023-07-25 | 2 - Normal | 2 - Good | 2 - Medium |  | 2 - Normal | Non-Statutory | Preventive | Medium |  |  | 5y7M
592 | Royal North Shore Hospital | RN36 - Building 36 | Level 1 | RN36.01.003 | \Locations\Royal North Shore Hospital\RN36 - Building 36\Level 1 | \Geography\Oceania\Australia\New South Wales\Sydney Northern\Willoughby\St Leonards | \Organizations\101-NSW Health\8899-NSLHD | RN-001659 | Security Device - Expander | Security Device - Expander - RN36.01.003 | \Classifications\Specification Class\Security Equipment | Security | SE | \Classifications\Specification Class\VBIS\SE - Security |  | INNER RANGE |  |  |  | RN-001659 | [6 empty] | 2023-07-25 | 2 - Normal | 2 - Good | 2 - Medium |  | 2 - Normal | Non-Statutory | Preventive | Medium |  |  | 5y7M
593 | Royal North Shore Hospital | RN36 - Building 36 | Level 1 | RN36.01.030 | \Locations\Royal North Shore Hospital\RN36 - Building 36\Level 1 | \Geography\Oceania\Australia\New South Wales\Sydney Northern\Willoughby\St Leonards | \Organizations\101-NSW Health\8899-NSLHD | RN-001661 | Smoke Detector | Smoke Detector - RN36.01.030 | \Classifications\Specification Class\Building Equipment\Fire Protection\Fire Alarm Systems\Smoke Detectors | Fire Detection, Fire Detectors, Smoke | FD-FD-Sm | \Classifications\Specification Class\VBIS\FD - Fire Detection\FD-FD - Fire Detectors\FD-FD-Sm - Smoke |  | UNKNOWN |  |  |  | RN-001661 | [6 empty] | 2023-07-25 | 2 - Normal | 2 - Good | 2 - Medium |  | 2 - Normal | Statutory | Preventive | High |  |  | 16y0M
594 | Royal North Shore Hospital | RN36 - Building 36 | Level 1 | RN36.01.030 | \Locations\Royal North Shore Hospital\RN36 - Building 36\Level 1 | \Geography\Oceania\Australia\New South Wales\Sydney Northern\Willoughby\St Leonards | \Organizations\101-NSW Health\8899-NSLHD | RN-001686 | Smoke Detector | Smoke Detector - RN36.01.030 | \Classifications\Specification Class\Building Equipment\Fire Protection\Fire Alarm Systems\Smoke Detectors | Fire Detection, Fire Detectors, Smoke | FD-FD-Sm | \Classifications\Specification Class\VBIS\FD - Fire Detection\FD-FD - Fire Detectors\FD-FD-Sm - Smoke |  | UNKNOWN |  |  |  | RN-001686 | [6 empty] | 2023-07-25 | 2 - Normal | 2 - Good | 2 - Medium |  | 2 - Normal | Statutory | Preventive | High |  |  | 16y0M
595 | Royal North Shore Hospital | RN36 - Building 36 | Level 1 | RN36.01.030 | \Locations\Royal North Shore Hospital\RN36 - Building 36\Level 1 | \Geography\Oceania\Australia\New South Wales\Sydney Northern\Willoughby\St Leonards | \Organizations\101-NSW Health\8899-NSLHD | RN-001700 | Air Conditioner - Split System Indoor Unit | Air Conditioner - Split System Indoor Unit - RN36.01.030 | \Classifications\Specification Class\Building Equipment\HVAC\Terminal & Package Units\Package Units\Split Systems | Mechanical, Air Conditioning Unit | ME-ACU | \Classifications\Specification Class\VBIS\ME - Mechanical\ME-ACU - Air Conditioning Unit |  | HITACHI | Nano Titanium |  |  | RN-001700 | [6 empty] | 2023-07-25 | 2 - Normal | 3 - Fair | 2 - Medium |  | 2 - Normal | Statutory | Preventive | Medium |  |  | 6y0M | [9 empty] | Not Taggable
596 | Royal North Shore Hospital | RN36 - Building 36 | Level 1 | RN36.01.030 | \Locations\Royal North Shore Hospital\RN36 - Building 36\Level 1 | \Geography\Oceania\Australia\New South Wales\Sydney Northern\Willoughby\St Leonards | \Organizations\101-NSW Health\8899-NSLHD | RN-001691 | Air Conditioner - Split System Indoor Unit | Air Conditioner - Split System Indoor Unit - RN36.01.030 | \Classifications\Specification Class\Building Equipment\HVAC\Terminal & Package Units\Package Units\Split Systems | Mechanical, Air Conditioning Unit | ME-ACU | \Classifications\Specification Class\VBIS\ME - Mechanical\ME-ACU - Air Conditioning Unit |  | PANASONIC | CS-RZ35TKR |  | 4914800678 | RN-001691 | [6 empty] | 2023-07-25 | 2 - Normal | 2 - Good | 2 - Medium |  | 2 - Normal | Statutory | Preventive | Medium |  |  | 8y0M
597 | Royal North Shore Hospital | RN36 - Building 36 | Level 1 | RN36.01.031 | \Locations\Royal North Shore Hospital\RN36 - Building 36\Level 1 | \Geography\Oceania\Australia\New South Wales\Sydney Northern\Willoughby\St Leonards | \Organizations\101-NSW Health\8899-NSLHD | RN-001696 | Smoke Detector | Smoke Detector - RN36.01.031 | \Classifications\Specification Class\Building Equipment\Fire Protection\Fire Alarm Systems\Smoke Detectors | Fire Detection, Fire Detectors, Smoke | FD-FD-Sm | \Classifications\Specification Class\VBIS\FD - Fire Detection\FD-FD - Fire Detectors\FD-FD-Sm - Smoke |  | UNKNOWN |  |  |  | RN-001696 | [6 empty] | 2023-07-25 | 2 - Normal | 3 - Fair | 2 - Medium |  | 2 - Normal | Statutory | Preventive | High |  |  | 12y0M
598 | Royal North Shore Hospital | RN36 - Building 36 | Level 4 | RN36.04.005 | \Locations\Royal North Shore Hospital\RN36 - Building 36\Level 4 | \Geography\Oceania\Australia\New South Wales\Sydney Northern\Willoughby\St Leonards | \Organizations\101-NSW Health\8899-NSLHD | RN-001687 | Toilet Exhaust Fan | Toilet Exhaust Fan - RN36.04.005 | \Classifications\Specification Class\Building Equipment\HVAC\Distribution Systems\Exhaust Ventilation\Toilet Exhaust Fans | Mechanical, Fans | ME-Fa | \Classifications\Specification Class\VBIS\ME - Mechanical\ME-Fa - Fans |  | VENTAIR |  |  |  | RN-001687 | [6 empty] | 2023-07-25 | 2 - Normal | 3 - Fair | 2 - Medium |  | 2 - Normal | Non-Statutory | Preventive | Medium |  |  | 6y0M
599 | Royal North Shore Hospital | RN36 - Building 36 | Level 4 | RN36.04.004 | \Locations\Royal North Shore Hospital\RN36 - Building 36\Level 4 | \Geography\Oceania\Australia\New South Wales\Sydney Northern\Willoughby\St Leonards | \Organizations\101-NSW Health\8899-NSLHD | RN-001725 | Toilet Exhaust Fan | Toilet Exhaust Fan - RN36.04.004 | \Classifications\Specification Class\Building Equipment\HVAC\Distribution Systems\Exhaust Ventilation\Toilet Exhaust Fans | Mechanical, Fans | ME-Fa | \Classifications\Specification Class\VBIS\ME - Mechanical\ME-Fa - Fans |  | VENTAIR | Pro-V |  |  | RN-001725 | [6 empty] | 2023-07-25 | 2 - Normal | 3 - Fair | 2 - Medium |  | 2 - Normal | Non-Statutory | Preventive | Medium |  |  | 6y0M
600 | Royal North Shore Hospital | RN36 - Building 36 | Level 4 | RN36.04.031 | \Locations\Royal North Shore Hospital\RN36 - Building 36\Level 4 | \Geography\Oceania\Australia\New South Wales\Sydney Northern\Willoughby\St Leonards | \Organizations\101-NSW Health\8899-NSLHD | RN-001724 | Smoke Detector | Smoke Detector - RN36.04.031 | \Classifications\Specification Class\Building Equipment\Fire Protection\Fire Alarm Systems\Smoke Detectors | Fire Detection, Fire Detectors, Smoke | FD-FD-Sm | \Classifications\Specification Class\VBIS\FD - Fire Detection\FD-FD - Fire Detectors\FD-FD-Sm - Smoke |  | UNKNOWN |  |  |  | RN-001724 | [6 empty] | 2023-07-25 | 2 - Normal | 2 - Good | 2 - Medium |  | 2 - Normal | Statutory | Preventive | High |  |  | 16y0M
601 | Royal North Shore Hospital | RN36 - Building 36 | Level 4 | RN36.04.031 | \Locations\Royal North Shore Hospital\RN36 - Building 36\Level 4 | \Geography\Oceania\Australia\New South Wales\Sydney Northern\Willoughby\St Leonards | \Organizations\101-NSW Health\8899-NSLHD | RN-001721 | General Exhaust Fan | General Exhaust Fan - RN36.04.031 | \Classifications\Specification Class\Building Equipment\HVAC\Distribution Systems\Exhaust Ventilation\General Exhaust Fans | Mechanical, Fans | ME-Fa | \Classifications\Specification Class\VBIS\ME - Mechanical\ME-Fa - Fans |  | UNKNOWN |  |  |  | RN-001721 | [6 empty] | 2023-07-25 | 2 - Normal | 3 - Fair | 2 - Medium |  | 2 - Normal | Non-Statutory | Preventive | Medium |  |  | 6y0M
602 | Royal North Shore Hospital | RN36 - Building 36 | Level 4 | RN36.04.027 | \Locations\Royal North Shore Hospital\RN36 - Building 36\Level 4 | \Geography\Oceania\Australia\New South Wales\Sydney Northern\Willoughby\St Leonards | \Organizations\101-NSW Health\8899-NSLHD | RN-001692 | Smoke Detector | Smoke Detector - RN36.04.027 | \Classifications\Specification Class\Building Equipment\Fire Protection\Fire Alarm Systems\Smoke Detectors | Fire Detection, Fire Detectors, Smoke | FD-FD-Sm | \Classifications\Specification Class\VBIS\FD - Fire Detection\FD-FD - Fire Detectors\FD-FD-Sm - Smoke |  | UNKNOWN |  |  |  | RN-001692 | [6 empty] | 2023-07-25 | 2 - Normal | 2 - Good | 2 - Medium |  | 2 - Normal | Statutory | Preventive | High |  |  | 16y0M
603 | Royal North Shore Hospital | RN36 - Building 36 | Level 4 | RN36.04.027 | \Locations\Royal North Shore Hospital\RN36 - Building 36\Level 4 | \Geography\Oceania\Australia\New South Wales\Sydney Northern\Willoughby\St Leonards | \Organizations\101-NSW Health\8899-NSLHD | RN-001723 | Air Conditioner - Split System Indoor Unit | Air Conditioner - Split System Indoor Unit - RN36.04.027 | \Classifications\Specification Class\Building Equipment\HVAC\Terminal & Package Units\Package Units\Split Systems | Mechanical, Air Conditioning Unit | ME-ACU | \Classifications\Specification Class\VBIS\ME - Mechanical\ME-ACU - Air Conditioning Unit |  | PANASONIC | CS-RZ25TKR |  | 491470177 | RN-001723 |  |  |  |  | 2017-01-01 |  | 2023-07-25 | 2 - Normal | 3 - Fair | 2 - Medium |  | 2 - Normal | Statutory | Preventive | Medium |  |  | 3y4M
604 | Royal North Shore Hospital | RN36 - Building 36 | Level 4 | RN36.04.030 | \Locations\Royal North Shore Hospital\RN36 - Building 36\Level 4 | \Geography\Oceania\Australia\New South Wales\Sydney Northern\Willoughby\St Leonards | \Organizations\101-NSW Health\8899-NSLHD | RN-001695 | Smoke Detector | Smoke Detector - RN36.04.030 | \Classifications\Specification Class\Building Equipment\Fire Protection\Fire Alarm Systems\Smoke Detectors | Fire Detection, Fire Detectors, Smoke | FD-FD-Sm | \Classifications\Specification Class\VBIS\FD - Fire Detection\FD-FD - Fire Detectors\FD-FD-Sm - Smoke |  | UNKNOWN |  |  |  | RN-001695 | [6 empty] | 2023-07-25 | 2 - Normal | 2 - Good | 2 - Medium |  | 2 - Normal | Statutory | Preventive | High |  |  | 16y0M
605 | Royal North Shore Hospital | RN36 - Building 36 | Level 4 | RN36.04.001 | \Locations\Royal North Shore Hospital\RN36 - Building 36\Level 4\RN36.04.001 Stairs | \Geography\Oceania\Australia\New South Wales\Sydney Northern\Willoughby\St Leonards | \Organizations\101-NSW Health\8899-NSLHD | RN-001690 | Smoke Detector | Smoke Detector - RN36.04.001 | \Classifications\Specification Class\Building Equipment\Fire Protection\Fire Alarm Systems\Smoke Detectors | Fire Detection, Fire Detectors, Smoke | FD-FD-Sm | \Classifications\Specification Class\VBIS\FD - Fire Detection\FD-FD - Fire Detectors\FD-FD-Sm - Smoke |  | UNKNOWN |  |  |  | RN-001690 | [6 empty] | 2023-07-25 | 2 - Normal | 2 - Good | 2 - Medium |  | 2 - Normal | Statutory | Preventive | High |  |  | 16y0M
606 | Royal North Shore Hospital | RN36 - Building 36 | Level 4 | RN36.04.001 | \Locations\Royal North Shore Hospital\RN36 - Building 36\Level 4\RN36.04.001 Stairs | \Geography\Oceania\Australia\New South Wales\Sydney Northern\Willoughby\St Leonards | \Organizations\101-NSW Health\8899-NSLHD | RN-001722 | Smoke Doors - Double Leaf | Smoke Doors - Double Leaf - RN36.04.001 | \Classifications\Specification Class\Building Equipment\Fire Protection\Fire Protection Specialities\Smoke Doors | Structure, Doors Fire Rated | ST-DFR | \Classifications\Specification Class\VBIS\ST - Structure\ST-DFR - Doors Fire Rated |  | UNKNOWN |  |  |  | RN-001722 | [6 empty] | 2023-07-25 | 2 - Normal | 3 - Fair | 2 - Medium |  | 2 - Normal | Statutory | Preventive | High |  |  | 15y0M
607 | Royal North Shore Hospital | RN36 - Building 36 | Level 4 | RN36.04.022 | \Locations\Royal North Shore Hospital\RN36 - Building 36\Level 4 | \Geography\Oceania\Australia\New South Wales\Sydney Northern\Willoughby\St Leonards | \Organizations\101-NSW Health\8899-NSLHD | RN-001697 | Smoke Detector | Smoke Detector - RN36.04.022 | \Classifications\Specification Class\Building Equipment\Fire Protection\Fire Alarm Systems\Smoke Detectors | Fire Detection, Fire Detectors, Smoke | FD-FD-Sm | \Classifications\Specification Class\VBIS\FD - Fire Detection\FD-FD - Fire Detectors\FD-FD-Sm - Smoke |  | UNKNOWN |  |  |  | RN-001697 | [6 empty] | 2023-07-25 | 2 - Normal | 2 - Good | 2 - Medium |  | 2 - Normal | Statutory | Preventive | High |  |  | 16y0M
608 | Royal North Shore Hospital | RN36 - Building 36 | Level 4 | RN36.04.022 | \Locations\Royal North Shore Hospital\RN36 - Building 36\Level 4 | \Geography\Oceania\Australia\New South Wales\Sydney Northern\Willoughby\St Leonards | \Organizations\101-NSW Health\8899-NSLHD | RN-001699 | Smoke Detector | Smoke Detector - RN36.04.022 | \Classifications\Specification Class\Building Equipment\Fire Protection\Fire Alarm Systems\Smoke Detectors | Fire Detection, Fire Detectors, Smoke | FD-FD-Sm | \Classifications\Specification Class\VBIS\FD - Fire Detection\FD-FD - Fire Detectors\FD-FD-Sm - Smoke |  | UNKNOWN |  |  |  | RN-001699 | [6 empty] | 2023-07-25 | 2 - Normal | 2 - Good | 2 - Medium |  | 2 - Normal | Statutory | Preventive | High |  |  | 16y0M
609 | Royal North Shore Hospital | RN36 - Building 36 | Level 4 | RN36.04.003 | \Locations\Royal North Shore Hospital\RN36 - Building 36\Level 4 | \Geography\Oceania\Australia\New South Wales\Sydney Northern\Willoughby\St Leonards | \Organizations\101-NSW Health\8899-NSLHD | RN-001694 | Smoke Detector | Smoke Detector - RN36.04.003 | \Classifications\Specification Class\Building Equipment\Fire Protection\Fire Alarm Systems\Smoke Detectors | Fire Detection, Fire Detectors, Smoke | FD-FD-Sm | \Classifications\Specification Class\VBIS\FD - Fire Detection\FD-FD - Fire Detectors\FD-FD-Sm - Smoke |  | UNKNOWN |  |  |  | RN-001694 | [6 empty] | 2023-07-25 | 2 - Normal | 2 - Good | 2 - Medium |  | 2 - Normal | Statutory | Preventive | High |  |  | 16y0M
610 | Royal North Shore Hospital | RN36 - Building 36 | Level 4 | RN36.04.022 | \Locations\Royal North Shore Hospital\RN36 - Building 36\Level 4 | \Geography\Oceania\Australia\New South Wales\Sydney Northern\Willoughby\St Leonards | \Organizations\101-NSW Health\8899-NSLHD | RN-001698 | Air Conditioner - Split System Indoor Unit | Air Conditioner - Split System Indoor Unit - RN36.04.022 | \Classifications\Specification Class\Building Equipment\HVAC\Terminal & Package Units\Package Units\Split Systems | Mechanical, Air Conditioning Unit | ME-ACU | \Classifications\Specification Class\VBIS\ME - Mechanical\ME-ACU - Air Conditioning Unit |  | PANASONIC | CS-RZ35TKR |  | 4914800523 | RN-001698 |  |  |  |  | 2017-01-01 |  | 2023-07-25 | 2 - Normal | 2 - Good | 2 - Medium |  | 2 - Normal | Statutory | Preventive | Medium |  |  | 3y4M
611 | Royal North Shore Hospital | RN36 - Building 36 | Level 3 | RN36.03.009 | \Locations\Royal North Shore Hospital\RN36 - Building 36\Level 3 | \Geography\Oceania\Australia\New South Wales\Sydney Northern\Willoughby\St Leonards | \Organizations\101-NSW Health\8899-NSLHD | RN-001693 | Smoke Detector | Smoke Detector - RN36.03.009 | \Classifications\Specification Class\Building Equipment\Fire Protection\Fire Alarm Systems\Smoke Detectors | Fire Detection, Fire Detectors, Smoke | FD-FD-Sm | \Classifications\Specification Class\VBIS\FD - Fire Detection\FD-FD - Fire Detectors\FD-FD-Sm - Smoke |  | UNKNOWN |  |  |  | RN-001693 | [6 empty] | 2023-07-25 | 2 - Normal | 2 - Good | 2 - Medium |  | 2 - Normal | Statutory | Preventive | High |  |  | 16y0M
612 | Royal North Shore Hospital | RN36 - Building 36 | Level 3 | RN36.03.001 | \Locations\Royal North Shore Hospital\RN36 - Building 36\Level 3\RN36.03.001 Stairs | \Geography\Oceania\Australia\New South Wales\Sydney Northern\Willoughby\St Leonards | \Organizations\101-NSW Health\8899-NSLHD | RN-001688 | Smoke Detector | Smoke Detector - RN36.03.001 | \Classifications\Specification Class\Building Equipment\Fire Protection\Fire Alarm Systems\Smoke Detectors | Fire Detection, Fire Detectors, Smoke | FD-FD-Sm | \Classifications\Specification Class\VBIS\FD - Fire Detection\FD-FD - Fire Detectors\FD-FD-Sm - Smoke |  | UNKNOWN |  |  |  | RN-001688 | [6 empty] | 2023-07-25 | 2 - Normal | 3 - Fair | 2 - Medium |  | 2 - Normal | Statutory | Preventive | High |  |  | 12y0M
613 | Royal North Shore Hospital | RN36 - Building 36 | Level 3 | RN36.03.026 | \Locations\Royal North Shore Hospital\RN36 - Building 36\Level 3 | \Geography\Oceania\Australia\New South Wales\Sydney Northern\Willoughby\St Leonards | \Organizations\101-NSW Health\8899-NSLHD | RN-001726 | Smoke Detector | Smoke Detector - RN36.03.026 | \Classifications\Specification Class\Building Equipment\Fire Protection\Fire Alarm Systems\Smoke Detectors | Fire Detection, Fire Detectors, Smoke | FD-FD-Sm | \Classifications\Specification Class\VBIS\FD - Fire Detection\FD-FD - Fire Detectors\FD-FD-Sm - Smoke |  | UNKNOWN |  |  |  | RN-001726 | [6 empty] | 2023-07-25 | 2 - Normal | 2 - Good | 2 - Medium |  | 2 - Normal | Statutory | Preventive | High |  |  | 16y0M
614 | Royal North Shore Hospital | RN36 - Building 36 | Level 3 | RN36.03.026 | \Locations\Royal North Shore Hospital\RN36 - Building 36\Level 3 | \Geography\Oceania\Australia\New South Wales\Sydney Northern\Willoughby\St Leonards | \Organizations\101-NSW Health\8899-NSLHD | RN-001750 | Air Conditioner - Split System Indoor Unit | Air Conditioner - Split System Indoor Unit - RN36.03.026 | \Classifications\Specification Class\Building Equipment\HVAC\Terminal & Package Units\Package Units\Split Systems | Mechanical, Air Conditioning Unit | ME-ACU | \Classifications\Specification Class\VBIS\ME - Mechanical\ME-ACU - Air Conditioning Unit |  | DAIKIN | FTY25FV1A |  | 907217 | RN-001750 | [6 empty] | 2023-07-25 | 2 - Normal | 3 - Fair | 2 - Medium |  | 2 - Normal | Statutory | Preventive | Medium |  |  | 6y0M
615 | Royal North Shore Hospital | RN36 - Building 36 | Level 3 | RN36.03.028 | \Locations\Royal North Shore Hospital\RN36 - Building 36\Level 3 | \Geography\Oceania\Australia\New South Wales\Sydney Northern\Willoughby\St Leonards | \Organizations\101-NSW Health\8899-NSLHD | RN-001740 | Smoke Detector | Smoke Detector - RN36.03.028 | \Classifications\Specification Class\Building Equipment\Fire Protection\Fire Alarm Systems\Smoke Detectors | Fire Detection, Fire Detectors, Smoke | FD-FD-Sm | \Classifications\Specification Class\VBIS\FD - Fire Detection\FD-FD - Fire Detectors\FD-FD-Sm - Smoke |  | UNKNOWN |  |  |  | RN-001740 | [6 empty] | 2023-07-25 | 2 - Normal | 2 - Good | 2 - Medium |  | 2 - Normal | Statutory | Preventive | High |  |  | 16y0M
616 | Royal North Shore Hospital | RN36 - Building 36 | Level 3 | RN36.03.030 | \Locations\Royal North Shore Hospital\RN36 - Building 36\Level 3 | \Geography\Oceania\Australia\New South Wales\Sydney Northern\Willoughby\St Leonards | \Organizations\101-NSW Health\8899-NSLHD | RN-001717 | Emergency Exit Sign | Emergency Exit Sign - RN36.03.030 | \Classifications\Specification Class\Building Equipment\Electrical\Other Electrical Systems\Emergency Light & Power Systems\Emergency Evacuation Lighting | Electrical Lighting, Emergency Lighting, Testing | EL-EL-Te | \Classifications\Specification Class\VBIS\EL - Electrical Lighting\EL-EL - Emergency Lighting\EL-EL-Te - Testing |  | EKTOR | 24m |  |  | RN-001717 | [6 empty] | 2023-07-25 | 2 - Normal | 2 - Good | 2 - Medium |  | 2 - Normal | Statutory | Preventive | High |  |  | 20y0M
617 | Royal North Shore Hospital | RN36 - Building 36 | Level 3 | RN36.03.031 | \Locations\Royal North Shore Hospital\RN36 - Building 36\Level 3 | \Geography\Oceania\Australia\New South Wales\Sydney Northern\Willoughby\St Leonards | \Organizations\101-NSW Health\8899-NSLHD | RN-001727 | Smoke Detector | Smoke Detector - RN36.03.031 | \Classifications\Specification Class\Building Equipment\Fire Protection\Fire Alarm Systems\Smoke Detectors | Fire Detection, Fire Detectors, Smoke | FD-FD-Sm | \Classifications\Specification Class\VBIS\FD - Fire Detection\FD-FD - Fire Detectors\FD-FD-Sm - Smoke |  | UNKNOWN |  |  |  | RN-001727 | [6 empty] | 2023-07-25 | 2 - Normal | 2 - Good | 2 - Medium |  | 2 - Normal | Statutory | Preventive | High |  |  | 16y0M
618 | Royal North Shore Hospital | RN36 - Building 36 | Level 3 | RN36.03.034 | \Locations\Royal North Shore Hospital\RN36 - Building 36\Level 3 | \Geography\Oceania\Australia\New South Wales\Sydney Northern\Willoughby\St Leonards | \Organizations\101-NSW Health\8899-NSLHD | RN-001744 | Smoke Detector | Smoke Detector - RN36.03.034 | \Classifications\Specification Class\Building Equipment\Fire Protection\Fire Alarm Systems\Smoke Detectors | Fire Detection, Fire Detectors, Smoke | FD-FD-Sm | \Classifications\Specification Class\VBIS\FD - Fire Detection\FD-FD - Fire Detectors\FD-FD-Sm - Smoke |  | UNKNOWN |  |  |  | RN-001744 | [6 empty] | 2023-07-25 | 2 - Normal | 2 - Good | 2 - Medium |  | 2 - Normal | Statutory | Preventive | High |  |  | 16y0M
619 | Royal North Shore Hospital | RN36 - Building 36 | Level 3 | RN36.03.033 | \Locations\Royal North Shore Hospital\RN36 - Building 36\Level 3 | \Geography\Oceania\Australia\New South Wales\Sydney Northern\Willoughby\St Leonards | \Organizations\101-NSW Health\8899-NSLHD | RN-001733 | Smoke Detector | Smoke Detector - RN36.03.033 | \Classifications\Specification Class\Building Equipment\Fire Protection\Fire Alarm Systems\Smoke Detectors | Fire Detection, Fire Detectors, Smoke | FD-FD-Sm | \Classifications\Specification Class\VBIS\FD - Fire Detection\FD-FD - Fire Detectors\FD-FD-Sm - Smoke |  | UNKNOWN |  |  |  | RN-001733 | [6 empty] | 2023-07-25 | 2 - Normal | 2 - Good | 2 - Medium |  | 2 - Normal | Statutory | Preventive | High |  |  | 16y0M
620 | Royal North Shore Hospital | RN36 - Building 36 | Level 3 | RN36.03.032 | \Locations\Royal North Shore Hospital\RN36 - Building 36\Level 3 | \Geography\Oceania\Australia\New South Wales\Sydney Northern\Willoughby\St Leonards | \Organizations\101-NSW Health\8899-NSLHD | RN-001728 | Smoke Detector | Smoke Detector - RN36.03.032 | \Classifications\Specification Class\Building Equipment\Fire Protection\Fire Alarm Systems\Smoke Detectors | Fire Detection, Fire Detectors, Smoke | FD-FD-Sm | \Classifications\Specification Class\VBIS\FD - Fire Detection\FD-FD - Fire Detectors\FD-FD-Sm - Smoke |  | UNKNOWN |  |  |  | RN-001728 | [6 empty] | 2023-07-25 | 2 - Normal | 2 - Good | 2 - Medium |  | 2 - Normal | Statutory | Preventive | High |  |  | 16y0M
621 | Royal North Shore Hospital | RN36 - Building 36 | Level 3 | RN36.03.035 | \Locations\Royal North Shore Hospital\RN36 - Building 36\Level 3 | \Geography\Oceania\Australia\New South Wales\Sydney Northern\Willoughby\St Leonards | \Organizations\101-NSW Health\8899-NSLHD | RN-001747 | Smoke Detector | Smoke Detector - RN36.03.035 | \Classifications\Specification Class\Building Equipment\Fire Protection\Fire Alarm Systems\Smoke Detectors | Fire Detection, Fire Detectors, Smoke | FD-FD-Sm | \Classifications\Specification Class\VBIS\FD - Fire Detection\FD-FD - Fire Detectors\FD-FD-Sm - Smoke |  | UNKNOWN |  |  |  | RN-001747 | [6 empty] | 2023-07-25 | 2 - Normal | 2 - Good | 2 - Medium |  | 2 - Normal | Statutory | Preventive | High |  |  | 16y0M
622 | Royal North Shore Hospital | RN36 - Building 36 | Level 3 | RN36.03.037 | \Locations\Royal North Shore Hospital\RN36 - Building 36\Level 3 | \Geography\Oceania\Australia\New South Wales\Sydney Northern\Willoughby\St Leonards | \Organizations\101-NSW Health\8899-NSLHD | RN-001737 | Smoke Detector | Smoke Detector - RN36.03.037 | \Classifications\Specification Class\Building Equipment\Fire Protection\Fire Alarm Systems\Smoke Detectors | Fire Detection, Fire Detectors, Smoke | FD-FD-Sm | \Classifications\Specification Class\VBIS\FD - Fire Detection\FD-FD - Fire Detectors\FD-FD-Sm - Smoke |  | UNKNOWN |  |  |  | RN-001737 | [6 empty] | 2023-07-25 | 2 - Normal | 2 - Good | 2 - Medium |  | 2 - Normal | Statutory | Preventive | High |  |  | 16y0M
623 | Royal North Shore Hospital | RN36 - Building 36 | Level 3 | RN36.03.037 | \Locations\Royal North Shore Hospital\RN36 - Building 36\Level 3 | \Geography\Oceania\Australia\New South Wales\Sydney Northern\Willoughby\St Leonards | \Organizations\101-NSW Health\8899-NSLHD | RN-001742 | Emergency Light | Emergency Light - RN36.03.037 | \Classifications\Specification Class\Building Equipment\Electrical\Other Electrical Systems\Emergency Light & Power Systems\Emergency Evacuation Lighting | Electrical Lighting, Emergency Lighting, Testing | EL-EL-Te | \Classifications\Specification Class\VBIS\EL - Electrical Lighting\EL-EL - Emergency Lighting\EL-EL-Te - Testing |  | UNKNOWN |  |  |  | RN-001742 | [6 empty] | 2023-07-25 | 2 - Normal | 2 - Good | 2 - Medium |  | 2 - Normal | Statutory | Preventive | High |  |  | 20y0M
624 | Royal North Shore Hospital | RN36 - Building 36 | Level 3 | RN36.03.037 | \Locations\Royal North Shore Hospital\RN36 - Building 36\Level 3 | \Geography\Oceania\Australia\New South Wales\Sydney Northern\Willoughby\St Leonards | \Organizations\101-NSW Health\8899-NSLHD | RN-001729 | Air Conditioner - Indoor Ducted Unit | Air Conditioner - Indoor Ducted Unit - RN36.03.037 | \Classifications\Specification Class\Building Equipment\HVAC\Terminal & Package Units\Fan Coil Units | Mechanical, Fan Coil Units, Cassette | ME-FCU-Ca | \Classifications\Specification Class\VBIS\ME - Mechanical\ME-FCU - Fan Coil Units\ME-FCU-Ca - Cassette |  | TEMPERZONE | TZT-100 |  |  | RN-001729 | [6 empty] | 2023-07-25 | 2 - Normal | 2 - Good | 3 - High |  | 2 - Normal | Statutory | Preventive | High |  |  | 20y0M | [9 empty] | Tagged at the controller unit
625 | Royal North Shore Hospital | RN36 - Building 36 | Level 2 | RN36.02.006 | \Locations\Royal North Shore Hospital\RN36 - Building 36\Level 2 | \Geography\Oceania\Australia\New South Wales\Sydney Northern\Willoughby\St Leonards | \Organizations\101-NSW Health\8899-NSLHD | RN-001511 | Smoke Detector | Smoke Detector - RN36.02.006 | \Classifications\Specification Class\Building Equipment\Fire Protection\Fire Alarm Systems\Smoke Detectors | Fire Detection, Fire Detectors, Smoke | FD-FD-Sm | \Classifications\Specification Class\VBIS\FD - Fire Detection\FD-FD - Fire Detectors\FD-FD-Sm - Smoke |  | UNKNOWN |  |  |  | RN-001511 | [6 empty] | 2023-07-25 | 2 - Normal | 3 - Fair | 2 - Medium |  | 2 - Normal | Statutory | Preventive | High |  |  | 12y0M
626 | Royal North Shore Hospital | RN36 - Building 36 | Level 2 | RN36.02.006 | \Locations\Royal North Shore Hospital\RN36 - Building 36\Level 2 | \Geography\Oceania\Australia\New South Wales\Sydney Northern\Willoughby\St Leonards | \Organizations\101-NSW Health\8899-NSLHD | RN-001512 | Emergency Exit Sign | Emergency Exit Sign - RN36.02.006 | \Classifications\Specification Class\Building Equipment\Electrical\Other Electrical Systems\Emergency Light & Power Systems\Emergency Evacuation Lighting | Electrical Lighting, Emergency Lighting, Testing | EL-EL-Te | \Classifications\Specification Class\VBIS\EL - Electrical Lighting\EL-EL - Emergency Lighting\EL-EL-Te - Testing |  | EKTOR | 24m |  |  | RN-001512 | [6 empty] | 2023-07-25 | 2 - Normal | 3 - Fair | 2 - Medium |  | 2 - Normal | Statutory | Preventive | High |  |  | 15y0M
627 | Royal North Shore Hospital | RN36 - Building 36 | Level 2 | RN36.02.006 | \Locations\Royal North Shore Hospital\RN36 - Building 36\Level 2 | \Geography\Oceania\Australia\New South Wales\Sydney Northern\Willoughby\St Leonards | \Organizations\101-NSW Health\8899-NSLHD | RN-001507 | Emergency Exit Sign | Emergency Exit Sign - RN36.02.006 | \Classifications\Specification Class\Building Equipment\Electrical\Other Electrical Systems\Emergency Light & Power Systems\Emergency Evacuation Lighting | Electrical Lighting, Emergency Lighting, Testing | EL-EL-Te | \Classifications\Specification Class\VBIS\EL - Electrical Lighting\EL-EL - Emergency Lighting\EL-EL-Te - Testing |  | EKTOR | 24m |  |  | RN-001507 | [6 empty] | 2023-07-25 | 2 - Normal | 3 - Fair | 2 - Medium |  | 2 - Normal | Statutory | Preventive | High |  |  | 15y0M
628 | Royal North Shore Hospital | RN36 - Building 36 | Level 2 | RN36.02.006 | \Locations\Royal North Shore Hospital\RN36 - Building 36\Level 2 | \Geography\Oceania\Australia\New South Wales\Sydney Northern\Willoughby\St Leonards | \Organizations\101-NSW Health\8899-NSLHD | RN-001517 | Smoke Detector | Smoke Detector - RN36.02.006 | \Classifications\Specification Class\Building Equipment\Fire Protection\Fire Alarm Systems\Smoke Detectors | Fire Detection, Fire Detectors, Smoke | FD-FD-Sm | \Classifications\Specification Class\VBIS\FD - Fire Detection\FD-FD - Fire Detectors\FD-FD-Sm - Smoke |  | UNKNOWN |  |  |  | RN-001517 | [6 empty] | 2023-07-25 | 2 - Normal | 2 - Good | 2 - Medium |  | 2 - Normal | Statutory | Preventive | High |  |  | 16y0M
629 | Royal North Shore Hospital | RN36 - Building 36 | Level 2 | RN36.02.006 | \Locations\Royal North Shore Hospital\RN36 - Building 36\Level 2 | \Geography\Oceania\Australia\New South Wales\Sydney Northern\Willoughby\St Leonards | \Organizations\101-NSW Health\8899-NSLHD | RN-001508 | Emergency Exit Sign | Emergency Exit Sign - RN36.02.006 | \Classifications\Specification Class\Building Equipment\Electrical\Other Electrical Systems\Emergency Light & Power Systems\Emergency Evacuation Lighting | Electrical Lighting, Emergency Lighting, Testing | EL-EL-Te | \Classifications\Specification Class\VBIS\EL - Electrical Lighting\EL-EL - Emergency Lighting\EL-EL-Te - Testing |  | EKTOR | 24m |  |  | RN-001508 | [6 empty] | 2023-07-25 | 2 - Normal | 3 - Fair | 2 - Medium |  | 2 - Normal | Statutory | Preventive | High |  |  | 15y0M
630 | Royal North Shore Hospital | RN36 - Building 36 | Level 2 | RN36.02.006 | \Locations\Royal North Shore Hospital\RN36 - Building 36\Level 2 | \Geography\Oceania\Australia\New South Wales\Sydney Northern\Willoughby\St Leonards | \Organizations\101-NSW Health\8899-NSLHD | RN-001516 | Automatic Door - Sliding | Automatic Door - Sliding - RN36.02.006 | \Classifications\Specification Class\Building Equipment\Building Fabric\Doors\Automatic Doors | Structure, Doors Non Rated, Automatic | ST-DNR-Au | \Classifications\Specification Class\VBIS\ST - Structure\ST-DNR - Doors Non Rated\ST-DNR-Au - Automatic |  | BYRNES ENTRANCE TECHNOLOGY |  |  |  | RN-001516 | [6 empty] | 2023-07-25 | 2 - Normal | 3 - Fair | 2 - Medium |  | 2 - Normal | Statutory | Preventive | Medium |  |  | 9y0M
631 | Royal North Shore Hospital | RN36 - Building 36 | Level 2 | RN36.02.006 | \Locations\Royal North Shore Hospital\RN36 - Building 36\Level 2 | \Geography\Oceania\Australia\New South Wales\Sydney Northern\Willoughby\St Leonards | \Organizations\101-NSW Health\8899-NSLHD | RN-001735 | EWIS Panel | EWIS Panel - RN36.02.006 | \Classifications\Specification Class\Building Equipment\Fire Protection\Fire Alarm Systems\Fire Alarm Panels | Fire Detection, Fire Detection Control Indicating Equipment, Main Panel | FD-FDCIE-MP | \Classifications\Specification Class\VBIS\FD - Fire Detection\FD-FDCIE - Fire Detection Control Indicating Equipment\FD-FDCIE-MP - Main Panel |  | VIGILANT | MX1 |  |  | RN-001735 | [6 empty] | 2023-07-25 | 2 - Normal | 2 - Good | 3 - High |  | 2 - Normal | Statutory | Preventive | High |  |  | 9y7M
632 | Royal North Shore Hospital | RN36 - Building 36 | Level 2 | RN36.02.020 | \Locations\Royal North Shore Hospital\RN36 - Building 36\Level 2 | \Geography\Oceania\Australia\New South Wales\Sydney Northern\Willoughby\St Leonards | \Organizations\101-NSW Health\8899-NSLHD | RN-001773 | Smoke Detector | Smoke Detector - RN36.02.020 | \Classifications\Specification Class\Building Equipment\Fire Protection\Fire Alarm Systems\Smoke Detectors | Fire Detection, Fire Detectors, Smoke | FD-FD-Sm | \Classifications\Specification Class\VBIS\FD - Fire Detection\FD-FD - Fire Detectors\FD-FD-Sm - Smoke |  | UNKNOWN |  |  |  | RN-001773 | [6 empty] | 2023-07-25 | 2 - Normal | 2 - Good | 2 - Medium |  | 2 - Normal | Statutory | Preventive | High |  |  | 16y0M
633 | Royal North Shore Hospital | RN36 - Building 36 | Level 2 | RN36.02.020 | \Locations\Royal North Shore Hospital\RN36 - Building 36\Level 2 | \Geography\Oceania\Australia\New South Wales\Sydney Northern\Willoughby\St Leonards | \Organizations\101-NSW Health\8899-NSLHD | RN-001774 | Emergency Light | Emergency Light - RN36.02.020 | \Classifications\Specification Class\Building Equipment\Electrical\Other Electrical Systems\Emergency Light & Power Systems\Emergency Evacuation Lighting | Electrical Lighting, Emergency Lighting, Testing | EL-EL-Te | \Classifications\Specification Class\VBIS\EL - Electrical Lighting\EL-EL - Emergency Lighting\EL-EL-Te - Testing |  | UNKNOWN |  |  |  | RN-001774 | [6 empty] | 2023-07-25 | 2 - Normal | 2 - Good | 2 - Medium |  | 2 - Normal | Statutory | Preventive | High |  |  | 20y0M
634 | Royal North Shore Hospital | RN36 - Building 36 | Level 2 | RN36.02.006 | \Locations\Royal North Shore Hospital\RN36 - Building 36\Level 2 | \Geography\Oceania\Australia\New South Wales\Sydney Northern\Willoughby\St Leonards | \Organizations\101-NSW Health\8899-NSLHD | RN-001749 | Automatic Door - Sliding | Automatic Door - Sliding - RN36.02.006 | \Classifications\Specification Class\Building Equipment\Building Fabric\Doors\Automatic Doors | Structure, Doors Non Rated, Automatic | ST-DNR-Au | \Classifications\Specification Class\VBIS\ST - Structure\ST-DNR - Doors Non Rated\ST-DNR-Au - Automatic |  | BYRNES ENTRANCE TECHNOLOGY |  |  |  | RN-001749 | [6 empty] | 2023-07-25 | 2 - Normal | 2 - Good | 2 - Medium |  | 2 - Normal | Statutory | Preventive | Medium |  |  | 12y0M | [9 empty] | AD16
635 | Royal North Shore Hospital | RN36 - Building 36 | Level 2 | RN36.02.003 | \Locations\Royal North Shore Hospital\RN36 - Building 36\Level 2 | \Geography\Oceania\Australia\New South Wales\Sydney Northern\Willoughby\St Leonards | \Organizations\101-NSW Health\8899-NSLHD | RN-001775 | Smoke Detector | Smoke Detector - RN36.02.003 | \Classifications\Specification Class\Building Equipment\Fire Protection\Fire Alarm Systems\Smoke Detectors | Fire Detection, Fire Detectors, Smoke | FD-FD-Sm | \Classifications\Specification Class\VBIS\FD - Fire Detection\FD-FD - Fire Detectors\FD-FD-Sm - Smoke |  | UNKNOWN |  |  |  | RN-001775 | [6 empty] | 2023-07-25 | 2 - Normal | 3 - Fair | 2 - Medium |  | 2 - Normal | Statutory | Preventive | High |  |  | 12y0M
636 | Royal North Shore Hospital | RN36 - Building 36 | Level 2 | RN36.02.003 | \Locations\Royal North Shore Hospital\RN36 - Building 36\Level 2 | \Geography\Oceania\Australia\New South Wales\Sydney Northern\Willoughby\St Leonards | \Organizations\101-NSW Health\8899-NSLHD | RN-001776 | Toilet Exhaust Fan | Toilet Exhaust Fan - RN36.02.003 | \Classifications\Specification Class\Building Equipment\HVAC\Distribution Systems\Exhaust Ventilation\Toilet Exhaust Fans | Mechanical, Fans | ME-Fa | \Classifications\Specification Class\VBIS\ME - Mechanical\ME-Fa - Fans |  | S&P |  |  |  | RN-001776 | [6 empty] | 2023-07-25 | 2 - Normal | 3 - Fair | 2 - Medium |  | 2 - Normal | Non-Statutory | Preventive | Medium |  |  | 6y0M
637 | Royal North Shore Hospital | RN36 - Building 36 | Level 2 | RN36.02.020 | \Locations\Royal North Shore Hospital\RN36 - Building 36\Level 2 | \Geography\Oceania\Australia\New South Wales\Sydney Northern\Willoughby\St Leonards | \Organizations\101-NSW Health\8899-NSLHD | RN-001751 | Fire Door - Double Leaf | Fire Door - Double Leaf - RN36.02.020 | \Classifications\Specification Class\Building Equipment\Fire Protection\Fire Protection Specialities\Fire Doors | Structure, Doors Fire Rated | ST-DFR | \Classifications\Specification Class\VBIS\ST - Structure\ST-DFR - Doors Fire Rated |  | NORTH EASTERN DOOR FRAMES - NEDF | FRL -/120/30 |  |  | RN-001751 |  |  |  |  | 2017-01-01 |  | 2023-07-25 | 2 - Normal | 2 - Good | 2 - Medium |  | 2 - Normal | Statutory | Preventive | High |  |  | 18y4M
638 | Royal North Shore Hospital | RN36 - Building 36 | Level 2 | RN36.02.004 | \Locations\Royal North Shore Hospital\RN36 - Building 36\Level 2 | \Geography\Oceania\Australia\New South Wales\Sydney Northern\Willoughby\St Leonards | \Organizations\101-NSW Health\8899-NSLHD | RN-001779 | Smoke Detector | Smoke Detector - RN36.02.004 | \Classifications\Specification Class\Building Equipment\Fire Protection\Fire Alarm Systems\Smoke Detectors | Fire Detection, Fire Detectors, Smoke | FD-FD-Sm | \Classifications\Specification Class\VBIS\FD - Fire Detection\FD-FD - Fire Detectors\FD-FD-Sm - Smoke |  | UNKNOWN |  |  |  | RN-001779 | [6 empty] | 2023-07-25 | 2 - Normal | 3 - Fair | 2 - Medium |  | 2 - Normal | Statutory | Preventive | High |  |  | 12y0M
639 | Royal North Shore Hospital | RN36 - Building 36 | Level 2 | RN36.02.006 | \Locations\Royal North Shore Hospital\RN36 - Building 36\Level 2 | \Geography\Oceania\Australia\New South Wales\Sydney Northern\Willoughby\St Leonards | \Organizations\101-NSW Health\8899-NSLHD | RN-001752 | Emergency Exit Sign | Emergency Exit Sign - RN36.02.006 | \Classifications\Specification Class\Building Equipment\Electrical\Other Electrical Systems\Emergency Light & Power Systems\Emergency Evacuation Lighting | Electrical Lighting, Emergency Lighting, Testing | EL-EL-Te | \Classifications\Specification Class\VBIS\EL - Electrical Lighting\EL-EL - Emergency Lighting\EL-EL-Te - Testing |  | UNKNOWN | 24m |  |  | RN-001752 | [6 empty] | 2023-07-25 | 2 - Normal | 2 - Good | 2 - Medium |  | 2 - Normal | Statutory | Preventive | High |  |  | 20y0M
640 | Royal North Shore Hospital | RN36 - Building 36 | Level 2 | RN36.02.004 | \Locations\Royal North Shore Hospital\RN36 - Building 36\Level 2 | \Geography\Oceania\Australia\New South Wales\Sydney Northern\Willoughby\St Leonards | \Organizations\101-NSW Health\8899-NSLHD | RN-001777 | Toilet Exhaust Fan | Toilet Exhaust Fan - RN36.02.004 | \Classifications\Specification Class\Building Equipment\HVAC\Distribution Systems\Exhaust Ventilation\Toilet Exhaust Fans | Mechanical, Fans | ME-Fa | \Classifications\Specification Class\VBIS\ME - Mechanical\ME-Fa - Fans |  | S&P |  |  |  | RN-001777 | [6 empty] | 2023-07-25 | 2 - Normal | 3 - Fair | 2 - Medium |  | 2 - Normal | Non-Statutory | Preventive | Medium |  |  | 6y0M
641 | Royal North Shore Hospital | RN36 - Building 36 | Level 2 | RN36.02.030 | \Locations\Royal North Shore Hospital\RN36 - Building 36\Level 2 | \Geography\Oceania\Australia\New South Wales\Sydney Northern\Willoughby\St Leonards | \Organizations\101-NSW Health\8899-NSLHD | RN-001778 | Smoke Detector | Smoke Detector - RN36.02.030 | \Classifications\Specification Class\Building Equipment\Fire Protection\Fire Alarm Systems\Smoke Detectors | Fire Detection, Fire Detectors, Smoke | FD-FD-Sm | \Classifications\Specification Class\VBIS\FD - Fire Detection\FD-FD - Fire Detectors\FD-FD-Sm - Smoke |  | UNKNOWN |  |  |  | RN-001778 | [6 empty] | 2023-07-25 | 2 - Normal | 2 - Good | 2 - Medium |  | 2 - Normal | Statutory | Preventive | High |  |  | 16y0M
642 | Royal North Shore Hospital | RN36 - Building 36 | Level 2 | RN36.02.006 | \Locations\Royal North Shore Hospital\RN36 - Building 36\Level 2 | \Geography\Oceania\Australia\New South Wales\Sydney Northern\Willoughby\St Leonards | \Organizations\101-NSW Health\8899-NSLHD | RN-001753 | Fire Extinguisher - CO2 | Fire Extinguisher - CO2 - RN36.02.006 | \Classifications\Specification Class\Building Equipment\Fire Protection\Fire Protection Specialities\Fire Extinguishers\CO2 | Fire Suppression, Portable Fire Extinguisher, Carbon Dioxide | FS-PFE-CD | \Classifications\Specification Class\VBIS\FS - Fire Suppression\FS-PFE - Portable Fire Extinguisher\FS-PFE-CD - Carbon Dioxide |  | FIREBOX | 3.5kg |  |  | RN-001753 | [6 empty] | 2023-07-25 | 2 - Normal | 2 - Good | 2 - Medium |  | 2 - Normal | Statutory | Preventive | High |  |  | 12y0M
643 | Royal North Shore Hospital | RN36 - Building 36 | Level 2 | RN36.02.006 | \Locations\Royal North Shore Hospital\RN36 - Building 36\Level 2 | \Geography\Oceania\Australia\New South Wales\Sydney Northern\Willoughby\St Leonards | \Organizations\101-NSW Health\8899-NSLHD | RN-001754 | Fire Hose Reel | Fire Hose Reel - RN36.02.006 | \Classifications\Specification Class\Building Equipment\Fire Protection\Fire Protection Specialities\Fire Hose Reels | Fire Suppression, Fire Hose Reel | FS-FHR | \Classifications\Specification Class\VBIS\FS - Fire Suppression\FS-FHR - Fire Hose Reel |  | FIREGARD |  |  |  | RN-001754 |  |  |  |  | 1980-01-01 |  | 2023-07-25 | 2 - Normal | 2 - Good | 2 - Medium | Expected life could be extended based on the visual condition assessment. | 2 - Normal | Statutory | Preventive | High |  |  | 0y0M
644 | Royal North Shore Hospital | RN36 - Building 36 | Level 2 | RN36.02.030 | \Locations\Royal North Shore Hospital\RN36 - Building 36\Level 2 | \Geography\Oceania\Australia\New South Wales\Sydney Northern\Willoughby\St Leonards | \Organizations\101-NSW Health\8899-NSLHD | RN-001780 | Thermostatic Mixing Valve | Thermostatic Mixing Valve - RN36.02.030 | \Classifications\Specification Class\Building Equipment\Plumbing\Thermostatic Mixing Valves | Hydraulics, Valves, Thermostatic Mixing Valves | HY-Va-TMV | \Classifications\Specification Class\VBIS\HY - Hydraulics\HY-Va - Valves\HY-Va-TMV - Thermostatic Mixing Valves |  | UNKNOWN |  |  |  | RN-001780 | [6 empty] | 2023-07-25 | 2 - Normal | 2 - Good | 3 - High |  | 2 - Normal | Statutory | Preventive | High |  |  | 8y0M
645 | Royal North Shore Hospital | RN36 - Building 36 | Level 2 | RN36.02.006 | \Locations\Royal North Shore Hospital\RN36 - Building 36\Level 2 | \Geography\Oceania\Australia\New South Wales\Sydney Northern\Willoughby\St Leonards | \Organizations\101-NSW Health\8899-NSLHD | RN-001755 | Fire Hydrant - Internal Landing Valve | Fire Hydrant - Internal Landing Valve - RN36.02.006 | \Classifications\Specification Class\Building Equipment\Fire Protection\Hydrants | Fire Suppression, Fire Hydrant, Internal Landing Valve | FS-FH-ILV | \Classifications\Specification Class\VBIS\FS - Fire Suppression\FS-FH - Fire Hydrant\FS-FH-ILV - Internal Landing Valve |  | UNKNOWN |  |  |  | RN-001755 | [6 empty] | 2023-07-25 | 2 - Normal | 2 - Good | 2 - Medium |  | 2 - Normal | Statutory | Preventive | High |  |  | 20y0M
646 | Royal North Shore Hospital | RN36 - Building 36 | Level 2 | RN36.02.030 | \Locations\Royal North Shore Hospital\RN36 - Building 36\Level 2 | \Geography\Oceania\Australia\New South Wales\Sydney Northern\Willoughby\St Leonards | \Organizations\101-NSW Health\8899-NSLHD | RN-001781 | Toilet Exhaust Fan | Toilet Exhaust Fan - RN36.02.030 | \Classifications\Specification Class\Building Equipment\HVAC\Distribution Systems\Exhaust Ventilation\Toilet Exhaust Fans | Mechanical, Fans | ME-Fa | \Classifications\Specification Class\VBIS\ME - Mechanical\ME-Fa - Fans |  | S&P |  |  |  | RN-001781 | [6 empty] | 2023-07-25 | 2 - Normal | 3 - Fair | 2 - Medium |  | 2 - Normal | Non-Statutory | Preventive | Medium |  |  | 6y0M
647 | Royal North Shore Hospital | RN36 - Building 36 | Level 2 | RN36.02.006 | \Locations\Royal North Shore Hospital\RN36 - Building 36\Level 2 | \Geography\Oceania\Australia\New South Wales\Sydney Northern\Willoughby\St Leonards | \Organizations\101-NSW Health\8899-NSLHD | RN-001782 | Radiator | Radiator - RN36.02.006 | \Classifications\Specification Class\Building Equipment\HVAC\Heat Generating Systems\Auxilary Heat Generating Equipment | Furniture, Fittings & Equipment, Heater | FFE-He | \Classifications\Specification Class\VBIS\FFE - Furniture, Fittings & Equipment\FFE-He - Heater |  | UNKNOWN |  |  |  | RN-001782 | [6 empty] | 2023-07-25 | 2 - Normal | 3 - Fair | 2 - Medium |  | 2 - Normal | Non-Statutory | Run To Failure | Medium |  |  | 12y0M
648 | Royal North Shore Hospital | RN36 - Building 36 | Level 2 | RN36.02.006 | \Locations\Royal North Shore Hospital\RN36 - Building 36\Level 2 | \Geography\Oceania\Australia\New South Wales\Sydney Northern\Willoughby\St Leonards | \Organizations\101-NSW Health\8899-NSLHD | RN-001756 | Fire Extinguisher - CO2 | Fire Extinguisher - CO2 - RN36.02.006 | \Classifications\Specification Class\Building Equipment\Fire Protection\Fire Protection Specialities\Fire Extinguishers\CO2 | Fire Suppression, Portable Fire Extinguisher, Carbon Dioxide | FS-PFE-CD | \Classifications\Specification Class\VBIS\FS - Fire Suppression\FS-PFE - Portable Fire Extinguisher\FS-PFE-CD - Carbon Dioxide |  | AMPAC | 3.5kg |  |  | RN-001756 | [6 empty] | 2023-07-25 | 2 - Normal | 2 - Good | 2 - Medium |  | 2 - Normal | Statutory | Preventive | High |  |  | 12y0M
649 | Royal North Shore Hospital | RN36 - Building 36 | Level 2 | RN36.02.006 | \Locations\Royal North Shore Hospital\RN36 - Building 36\Level 2 | \Geography\Oceania\Australia\New South Wales\Sydney Northern\Willoughby\St Leonards | \Organizations\101-NSW Health\8899-NSLHD | RN-001783 | Smoke Detector | Smoke Detector - RN36.02.006 | \Classifications\Specification Class\Building Equipment\Fire Protection\Fire Alarm Systems\Smoke Detectors | Fire Detection, Fire Detectors, Smoke | FD-FD-Sm | \Classifications\Specification Class\VBIS\FD - Fire Detection\FD-FD - Fire Detectors\FD-FD-Sm - Smoke |  | UNKNOWN |  |  |  | RN-001783 | [6 empty] | 2023-07-25 | 2 - Normal | 2 - Good | 2 - Medium |  | 2 - Normal | Statutory | Preventive | High |  |  | 16y0M
650 | Royal North Shore Hospital | RN36 - Building 36 | Level 2 | RN36.02.007 | \Locations\Royal North Shore Hospital\RN36 - Building 36\Level 2 | \Geography\Oceania\Australia\New South Wales\Sydney Northern\Willoughby\St Leonards | \Organizations\101-NSW Health\8899-NSLHD | RN-001800 | Smoke Detector | Smoke Detector - RN36.02.007 | \Classifications\Specification Class\Building Equipment\Fire Protection\Fire Alarm Systems\Smoke Detectors | Fire Detection, Fire Detectors, Smoke | FD-FD-Sm | \Classifications\Specification Class\VBIS\FD - Fire Detection\FD-FD - Fire Detectors\FD-FD-Sm - Smoke |  | UNKNOWN |  |  |  | RN-001800 | [6 empty] | 2023-07-25 | 2 - Normal | 2 - Good | 2 - Medium |  | 2 - Normal | Statutory | Preventive | High |  |  | 16y0M
651 | Royal North Shore Hospital | RN33 - Orthotics | Roof | External | \Locations\Royal North Shore Hospital\RN33 - Orthotics\Roof | \Geography\Oceania\Australia\New South Wales\Sydney Northern\Willoughby\St Leonards | \Organizations\101-NSW Health\8899-NSLHD | RN-001766 | Distribution Board - DB-32.2.3 | Distribution Board - DB-32.2.3 - External | \Classifications\Specification Class\Building Equipment\Electrical\Electrical Service & Distribution\Distribution Boards | Electrical Power, Switchboard, Main Switch Board | EP-SB-MSB | \Classifications\Specification Class\VBIS\EP - Electrical Power\EP-SB - Switchboard\EP-SB-MSB - Main Switch Board |  | UNKNOWN |  |  |  | RN-001766 | [5 empty] | Roof Plantroom | 2023-07-25 | 2 - Normal | 2 - Good | 3 - High |  | 2 - Normal | Statutory | Preventive | High |  |  | 20y0M
652 | Royal North Shore Hospital | RN36 - Building 36 | Level 2 | RN36.02.005 | \Locations\Royal North Shore Hospital\RN36 - Building 36\Level 2 | \Geography\Oceania\Australia\New South Wales\Sydney Northern\Willoughby\St Leonards | \Organizations\101-NSW Health\8899-NSLHD | RN-001784 | Smoke Detector | Smoke Detector - RN36.02.005 | \Classifications\Specification Class\Building Equipment\Fire Protection\Fire Alarm Systems\Smoke Detectors | Fire Detection, Fire Detectors, Smoke | FD-FD-Sm | \Classifications\Specification Class\VBIS\FD - Fire Detection\FD-FD - Fire Detectors\FD-FD-Sm - Smoke |  | UNKNOWN |  |  |  | RN-001784 | [6 empty] | 2023-07-25 | 2 - Normal | 2 - Good | 2 - Medium |  | 2 - Normal | Statutory | Preventive | High |  |  | 16y0M
653 | Royal North Shore Hospital | RN36 - Building 36 | Level 2 | RN36.02.005 | \Locations\Royal North Shore Hospital\RN36 - Building 36\Level 2 | \Geography\Oceania\Australia\New South Wales\Sydney Northern\Willoughby\St Leonards | \Organizations\101-NSW Health\8899-NSLHD | RN-001785 | Smoke Detector | Smoke Detector - RN36.02.005 | \Classifications\Specification Class\Building Equipment\Fire Protection\Fire Alarm Systems\Smoke Detectors | Fire Detection, Fire Detectors, Smoke | FD-FD-Sm | \Classifications\Specification Class\VBIS\FD - Fire Detection\FD-FD - Fire Detectors\FD-FD-Sm - Smoke |  | UNKNOWN |  |  |  | RN-001785 | [6 empty] | 2023-07-25 | 2 - Normal | 2 - Good | 2 - Medium |  | 2 - Normal | Statutory | Preventive | High |  |  | 16y0M
654 | Royal North Shore Hospital | RN36 - Building 36 | Level 2 | RN36.02.005 | \Locations\Royal North Shore Hospital\RN36 - Building 36\Level 2 | \Geography\Oceania\Australia\New South Wales\Sydney Northern\Willoughby\St Leonards | \Organizations\101-NSW Health\8899-NSLHD | RN-001786 | Air Conditioner - Split System Indoor Unit | Air Conditioner - Split System Indoor Unit - RN36.02.005 | \Classifications\Specification Class\Building Equipment\HVAC\Terminal & Package Units\Package Units\Split Systems | Mechanical, Air Conditioning Unit | ME-ACU | \Classifications\Specification Class\VBIS\ME - Mechanical\ME-ACU - Air Conditioning Unit |  | DAIKIN |  |  |  | RN-001786 | [6 empty] | 2023-07-25 | 2 - Normal | 2 - Good | 2 - Medium |  | 2 - Normal | Statutory | Preventive | Medium |  |  | 8y0M
655 | Royal North Shore Hospital | RN33 - Orthotics | Roof | External | \Locations\Royal North Shore Hospital\RN33 - Orthotics\Roof | \Geography\Oceania\Australia\New South Wales\Sydney Northern\Willoughby\St Leonards | \Organizations\101-NSW Health\8899-NSLHD | RN-001767 | Distribution Board - DB-32.2.2 | Distribution Board - DB-32.2.2 - External | \Classifications\Specification Class\Building Equipment\Electrical\Electrical Service & Distribution\Distribution Boards | Electrical Power, Switchboard, Main Switch Board | EP-SB-MSB | \Classifications\Specification Class\VBIS\EP - Electrical Power\EP-SB - Switchboard\EP-SB-MSB - Main Switch Board |  | UNKNOWN |  |  |  | RN-001767 | [5 empty] | Roof Plantroom | 2023-07-25 | 2 - Normal | 2 - Good | 3 - High |  | 2 - Normal | Statutory | Preventive | High |  |  | 20y0M | [9 empty] | Multiple DB SwitchesDB 31.0.1DB 31.0.2DB 32.2.3
656 | Royal North Shore Hospital | RN36 - Building 36 | Level 2 | RN36.02.006 | \Locations\Royal North Shore Hospital\RN36 - Building 36\Level 2 | \Geography\Oceania\Australia\New South Wales\Sydney Northern\Willoughby\St Leonards | \Organizations\101-NSW Health\8899-NSLHD | RN-001787 | Smoke Detector | Smoke Detector - RN36.02.006 | \Classifications\Specification Class\Building Equipment\Fire Protection\Fire Alarm Systems\Smoke Detectors | Fire Detection, Fire Detectors, Smoke | FD-FD-Sm | \Classifications\Specification Class\VBIS\FD - Fire Detection\FD-FD - Fire Detectors\FD-FD-Sm - Smoke |  | UNKNOWN |  |  |  | RN-001787 | [6 empty] | 2023-07-25 | 2 - Normal | 2 - Good | 2 - Medium |  | 2 - Normal | Statutory | Preventive | High |  |  | 16y0M
657 | Royal North Shore Hospital | RN36 - Building 36 | Level 2 | RN36.02.006 | \Locations\Royal North Shore Hospital\RN36 - Building 36\Level 2 | \Geography\Oceania\Australia\New South Wales\Sydney Northern\Willoughby\St Leonards | \Organizations\101-NSW Health\8899-NSLHD | RN-001789 | Emergency Light | Emergency Light - RN36.02.006 | \Classifications\Specification Class\Building Equipment\Electrical\Other Electrical Systems\Emergency Light & Power Systems\Emergency Evacuation Lighting | Electrical Lighting, Emergency Lighting, Testing | EL-EL-Te | \Classifications\Specification Class\VBIS\EL - Electrical Lighting\EL-EL - Emergency Lighting\EL-EL-Te - Testing |  | UNKNOWN |  |  |  | RN-001789 | [6 empty] | 2023-07-25 | 2 - Normal | 2 - Good | 2 - Medium |  | 2 - Normal | Statutory | Preventive | High |  |  | 20y0M
658 | Royal North Shore Hospital | RN35 - Building 35 | Level 3 | RN35.03.009 | \Locations\Royal North Shore Hospital\RN35 - Building 35\Level 3 | \Geography\Oceania\Australia\New South Wales\Sydney Northern\Willoughby\St Leonards | \Organizations\101-NSW Health\8899-NSLHD | RN-001798 | Air Conditioner - Indoor Ducted Unit | Air Conditioner - Indoor Ducted Unit - RN35.03.009 | \Classifications\Specification Class\Building Equipment\HVAC\Terminal & Package Units\Fan Coil Units | Mechanical, Fan Coil Units, Cassette | ME-FCU-Ca | \Classifications\Specification Class\VBIS\ME - Mechanical\ME-FCU - Fan Coil Units\ME-FCU-Ca - Cassette |  | PANASONIC | U-100PE1R5A | Inverter | 6539208632 | RN-001798 |  |  |  |  | 2017-01-01 | Roof Plantroom | 2023-07-25 | 2 - Normal | 3 - Fair | 3 - High |  | 2 - Normal | Statutory | Preventive | High |  |  | 18y4M
659 | Royal North Shore Hospital | RN36 - Building 36 | Level 2 | RN36.02.029 | \Locations\Royal North Shore Hospital\RN36 - Building 36\Level 2 | \Geography\Oceania\Australia\New South Wales\Sydney Northern\Willoughby\St Leonards | \Organizations\101-NSW Health\8899-NSLHD | RN-001768 | Thermostatic Mixing Valve - TMV 11 | Thermostatic Mixing Valve - TMV 11 - RN36.02.029 | \Classifications\Specification Class\Building Equipment\Plumbing\Thermostatic Mixing Valves | Hydraulics, Valves, Thermostatic Mixing Valves | HY-Va-TMV | \Classifications\Specification Class\VBIS\HY - Hydraulics\HY-Va - Valves\HY-Va-TMV - Thermostatic Mixing Valves |  | ENWARE |  |  |  | RN-001768 | [6 empty] | 2023-07-25 | 2 - Normal | 2 - Good | 3 - High |  | 2 - Normal | Statutory | Preventive | High |  |  | 8y0M
660 | Royal North Shore Hospital | RN36 - Building 36 | Level 2 | RN36.02.006 | \Locations\Royal North Shore Hospital\RN36 - Building 36\Level 2 | \Geography\Oceania\Australia\New South Wales\Sydney Northern\Willoughby\St Leonards | \Organizations\101-NSW Health\8899-NSLHD | RN-001790 | Hot Water Heater - Electric | Hot Water Heater - Electric - RN36.02.006 | \Classifications\Specification Class\Building Equipment\Plumbing\Domestic Water Distribution\Hot Water Service\Hot Water Heaters | Hydraulics, Hot Water Unit, Storage Tanks, Gas | HY-HWU-ST-Ga | \Classifications\Specification Class\VBIS\HY - Hydraulics\HY-HWU - Hot Water Unit\HY-HWU-ST - Storage Tanks\HY-HWU-ST-Ga - Gas |  | THERMANN | 25THMS136 | 30.5L | 210927933021 | RN-001790 | [5 empty] | External | 2023-07-25 | 3 - Poor | 3 - Fair | 2 - Medium |  | 2 - Normal | Statutory | Preventive | Medium |  |  | 6y0M
661 | Royal North Shore Hospital | RN36 - Building 36 | Level 2 | RN36.02.029 | \Locations\Royal North Shore Hospital\RN36 - Building 36\Level 2 | \Geography\Oceania\Australia\New South Wales\Sydney Northern\Willoughby\St Leonards | \Organizations\101-NSW Health\8899-NSLHD | RN-001769 | Smoke Detector | Smoke Detector - RN36.02.029 | \Classifications\Specification Class\Building Equipment\Fire Protection\Fire Alarm Systems\Smoke Detectors | Fire Detection, Fire Detectors, Smoke | FD-FD-Sm | \Classifications\Specification Class\VBIS\FD - Fire Detection\FD-FD - Fire Detectors\FD-FD-Sm - Smoke |  | UNKNOWN |  |  |  | RN-001769 | [6 empty] | 2023-07-25 | 2 - Normal | 2 - Good | 2 - Medium |  | 2 - Normal | Statutory | Preventive | High |  |  | 16y0M
662 | Royal North Shore Hospital | RN36 - Building 36 | Level 2 | RN36.02.029 | \Locations\Royal North Shore Hospital\RN36 - Building 36\Level 2 | \Geography\Oceania\Australia\New South Wales\Sydney Northern\Willoughby\St Leonards | \Organizations\101-NSW Health\8899-NSLHD | RN-001770 | Smoke Detector | Smoke Detector - RN36.02.029 | \Classifications\Specification Class\Building Equipment\Fire Protection\Fire Alarm Systems\Smoke Detectors | Fire Detection, Fire Detectors, Smoke | FD-FD-Sm | \Classifications\Specification Class\VBIS\FD - Fire Detection\FD-FD - Fire Detectors\FD-FD-Sm - Smoke |  | UNKNOWN |  |  |  | RN-001770 | [6 empty] | 2023-07-25 | 2 - Normal | 2 - Good | 2 - Medium |  | 2 - Normal | Statutory | Preventive | High |  |  | 16y0M
663 | Royal North Shore Hospital | RN36 - Building 36 | Level 2 | RN36.02.029 | \Locations\Royal North Shore Hospital\RN36 - Building 36\Level 2 | \Geography\Oceania\Australia\New South Wales\Sydney Northern\Willoughby\St Leonards | \Organizations\101-NSW Health\8899-NSLHD | RN-001771 | Air Conditioner - Split System Indoor Unit | Air Conditioner - Split System Indoor Unit - RN36.02.029 | \Classifications\Specification Class\Building Equipment\HVAC\Terminal & Package Units\Package Units\Split Systems | Mechanical, Air Conditioning Unit | ME-ACU | \Classifications\Specification Class\VBIS\ME - Mechanical\ME-ACU - Air Conditioning Unit |  | HITACHI | DC Inverter |  |  | RN-001771 | [6 empty] | 2023-07-25 | 2 - Normal | 2 - Good | 2 - Medium |  | 2 - Normal | Statutory | Preventive | Medium |  |  | 8y0M
664 | Royal North Shore Hospital | RN36 - Building 36 | Level 2 | RN36.02.006 | \Locations\Royal North Shore Hospital\RN36 - Building 36\Level 2 | \Geography\Oceania\Australia\New South Wales\Sydney Northern\Willoughby\St Leonards | \Organizations\101-NSW Health\8899-NSLHD | RN-001788 | Distribution Board - DB-35-BOOM | Distribution Board - DB-35-BOOM - RN36.02.006 | \Classifications\Specification Class\Building Equipment\Electrical\Electrical Service & Distribution\Distribution Boards | Electrical Power, Switchboard, Main Switch Board | EP-SB-MSB | \Classifications\Specification Class\VBIS\EP - Electrical Power\EP-SB - Switchboard\EP-SB-MSB - Main Switch Board |  | BR |  |  |  | RN-001788 | [6 empty] | 2023-07-25 | 2 - Normal | 3 - Fair | 3 - High |  | 2 - Normal | Statutory | Preventive | High |  |  | 15y0M
665 | Royal North Shore Hospital | RN36 - Building 36 | Level 2 | RN36.02.029 | \Locations\Royal North Shore Hospital\RN36 - Building 36\Level 2 | \Geography\Oceania\Australia\New South Wales\Sydney Northern\Willoughby\St Leonards | \Organizations\101-NSW Health\8899-NSLHD | RN-001772 | Body Protected Electrical Area | Body Protected Electrical Area - RN36.02.029 | \Classifications\Specification Class\Building Equipment\Electrical\Other Electrical Systems\Body Protected Electrical Area |  |  | \Classifications\Specification Class\VBIS\EP - Electrical Power |  | MEDILEC |  |  |  | RN-001772 | [6 empty] | 2023-07-25 | 2 - Normal | 2 - Good | 3 - High |  | 2 - Normal | Statutory | Preventive | High |  |  | 8y0M
666 | Royal North Shore Hospital | RN36 - Building 36 | Level 1 | External | \Locations\Royal North Shore Hospital\RN36 - Building 36\Level 1 | \Geography\Oceania\Australia\New South Wales\Sydney Northern\Willoughby\St Leonards | \Organizations\101-NSW Health\8899-NSLHD | RN-001796 | Air Conditioner - Indoor Ducted Unit | Air Conditioner - Indoor Ducted Unit - External | \Classifications\Specification Class\Building Equipment\HVAC\Terminal & Package Units\Fan Coil Units | Mechanical, Fan Coil Units, Cassette | ME-FCU-Ca | \Classifications\Specification Class\VBIS\ME - Mechanical\ME-FCU - Fan Coil Units\ME-FCU-Ca - Cassette |  | TEMPERZONE | OSA 390C-X |  | 48741 | RN-001796 | [6 empty] | 2023-07-25 | 3 - Poor | 3 - Fair | 3 - High |  | 2 - Normal | Statutory | Preventive | High |  |  | 15y0M
667 | Royal North Shore Hospital | RN36 - Building 36 | Level 1 | RN36.01.021 | \Locations\Royal North Shore Hospital\RN36 - Building 36\Level 1 | \Geography\Oceania\Australia\New South Wales\Sydney Northern\Willoughby\St Leonards | \Organizations\101-NSW Health\8899-NSLHD | RN-001804 | Smoke Detector | Smoke Detector - RN36.01.021 | \Classifications\Specification Class\Building Equipment\Fire Protection\Fire Alarm Systems\Smoke Detectors | Fire Detection, Fire Detectors, Smoke | FD-FD-Sm | \Classifications\Specification Class\VBIS\FD - Fire Detection\FD-FD - Fire Detectors\FD-FD-Sm - Smoke |  | UNKNOWN |  |  |  | RN-001804 | [6 empty] | 2023-07-25 | 2 - Normal | 2 - Good | 2 - Medium |  | 2 - Normal | Statutory | Preventive | High |  |  | 16y0M
668 | Royal North Shore Hospital | RN33 - Orthotics | Roof | External | \Locations\Royal North Shore Hospital\RN33 - Orthotics\Roof | \Geography\Oceania\Australia\New South Wales\Sydney Northern\Willoughby\St Leonards | \Organizations\101-NSW Health\8899-NSLHD | RN-001765 | Distribution Board - DB-32.1.1E | Distribution Board - DB-32.1.1E - External | \Classifications\Specification Class\Building Equipment\Electrical\Electrical Service & Distribution\Distribution Boards | Electrical Power, Switchboard, Main Switch Board | EP-SB-MSB | \Classifications\Specification Class\VBIS\EP - Electrical Power\EP-SB - Switchboard\EP-SB-MSB - Main Switch Board |  | UNKNOWN |  |  |  | RN-001765 | [5 empty] | Roof Plantroom | 2023-07-25 | 2 - Normal | 2 - Good | 3 - High |  | 2 - Normal | Statutory | Preventive | High |  |  | 20y0M | [9 empty] | Multiple Subboards:D/B 35.1.1.ED/B 30.2.2ED/B 30.2.1ES/B 29.1.1ES/B 30.1.1E
669 | Royal North Shore Hospital | RN36 - Building 36 | Level 3 | External | \Locations\Royal North Shore Hospital\RN36 - Building 36\Level 3 | \Geography\Oceania\Australia\New South Wales\Sydney Northern\Willoughby\St Leonards | \Organizations\101-NSW Health\8899-NSLHD | RN-001791 | Air Conditioner - Indoor Ducted Unit | Air Conditioner - Indoor Ducted Unit - External | \Classifications\Specification Class\Building Equipment\HVAC\Terminal & Package Units\Fan Coil Units | Mechanical, Fan Coil Units, Cassette | ME-FCU-Ca | \Classifications\Specification Class\VBIS\ME - Mechanical\ME-FCU - Fan Coil Units\ME-FCU-Ca - Cassette |  | TEMPERZONE | OPA 161RKTYH |  | 908322 | RN-001791 | [6 empty] | 2023-07-25 | 3 - Poor | 3 - Fair | 3 - High |  | 2 - Normal | Statutory | Preventive | High |  |  | 15y0M
670 | Royal North Shore Hospital | RN36 - Building 36 | Level 5 | Roof | \Locations\Royal North Shore Hospital\RN36 - Building 36\Level 5 | \Geography\Oceania\Australia\New South Wales\Sydney Northern\Willoughby\St Leonards | \Organizations\101-NSW Health\8899-NSLHD | RN-001797 | General Exhaust Fan | General Exhaust Fan - Roof | \Classifications\Specification Class\Building Equipment\HVAC\Distribution Systems\Exhaust Ventilation\General Exhaust Fans | Mechanical, Fans | ME-Fa | \Classifications\Specification Class\VBIS\ME - Mechanical\ME-Fa - Fans |  | UNKNOWN |  |  |  | RN-001797 | [6 empty] | 2023-07-25 | 3 - Poor | 3 - Fair | 2 - Medium |  | 2 - Normal | Non-Statutory | Preventive | Medium |  |  | 6y0M
671 | Royal North Shore Hospital | RN36 - Building 36 | Level 1 | RN36.01.021 | \Locations\Royal North Shore Hospital\RN36 - Building 36\Level 1 | \Geography\Oceania\Australia\New South Wales\Sydney Northern\Willoughby\St Leonards | \Organizations\101-NSW Health\8899-NSLHD | RN-001805 | Emergency Exit Sign | Emergency Exit Sign - RN36.01.021 | \Classifications\Specification Class\Building Equipment\Electrical\Other Electrical Systems\Emergency Light & Power Systems\Emergency Evacuation Lighting | Electrical Lighting, Emergency Lighting, Testing | EL-EL-Te | \Classifications\Specification Class\VBIS\EL - Electrical Lighting\EL-EL - Emergency Lighting\EL-EL-Te - Testing |  | UNKNOWN | 24m |  |  | RN-001805 | [6 empty] | 2023-07-25 | 2 - Normal | 2 - Good | 2 - Medium |  | 2 - Normal | Statutory | Preventive | High |  |  | 20y0M
672 | Royal North Shore Hospital | RN36 - Building 36 | Level 5 | Roof | \Locations\Royal North Shore Hospital\RN36 - Building 36\Level 5 | \Geography\Oceania\Australia\New South Wales\Sydney Northern\Willoughby\St Leonards | \Organizations\101-NSW Health\8899-NSLHD | RN-001794 | Smoke Detector | Smoke Detector - Roof | \Classifications\Specification Class\Building Equipment\Fire Protection\Fire Alarm Systems\Smoke Detectors | Fire Detection, Fire Detectors, Smoke | FD-FD-Sm | \Classifications\Specification Class\VBIS\FD - Fire Detection\FD-FD - Fire Detectors\FD-FD-Sm - Smoke |  | UNKNOWN |  |  |  | RN-001794 | [6 empty] | 2023-07-25 | 3 - Poor | 3 - Fair | 2 - Medium |  | 2 - Normal | Statutory | Preventive | High |  |  | 12y0M
673 | Royal North Shore Hospital | RN36 - Building 36 | Level 1 | RN36.01.021 | \Locations\Royal North Shore Hospital\RN36 - Building 36\Level 1 | \Geography\Oceania\Australia\New South Wales\Sydney Northern\Willoughby\St Leonards | \Organizations\101-NSW Health\8899-NSLHD | RN-001806 | General Exhaust Fan | General Exhaust Fan - RN36.01.021 | \Classifications\Specification Class\Building Equipment\HVAC\Distribution Systems\Exhaust Ventilation\General Exhaust Fans | Mechanical, Fans | ME-Fa | \Classifications\Specification Class\VBIS\ME - Mechanical\ME-Fa - Fans |  | UNKNOWN |  |  |  | RN-001806 | [6 empty] | 2023-07-25 | 2 - Normal | 2 - Good | 2 - Medium |  | 2 - Normal | Non-Statutory | Preventive | Medium |  |  | 8y0M
674 | Royal North Shore Hospital | RN36 - Building 36 | Level 5 | Roof | \Locations\Royal North Shore Hospital\RN36 - Building 36\Level 5 | \Geography\Oceania\Australia\New South Wales\Sydney Northern\Willoughby\St Leonards | \Organizations\101-NSW Health\8899-NSLHD | RN-001792 | Smoke Detector | Smoke Detector - Roof | \Classifications\Specification Class\Building Equipment\Fire Protection\Fire Alarm Systems\Smoke Detectors | Fire Detection, Fire Detectors, Smoke | FD-FD-Sm | \Classifications\Specification Class\VBIS\FD - Fire Detection\FD-FD - Fire Detectors\FD-FD-Sm - Smoke |  | UNKNOWN |  |  |  | RN-001792 | [6 empty] | 2023-07-25 | 3 - Poor | 3 - Fair | 2 - Medium |  | 2 - Normal | Statutory | Preventive | High |  |  | 12y0M
675 | Royal North Shore Hospital | RN36 - Building 36 | Level 1 | RN36.01.021 | \Locations\Royal North Shore Hospital\RN36 - Building 36\Level 1 | \Geography\Oceania\Australia\New South Wales\Sydney Northern\Willoughby\St Leonards | \Organizations\101-NSW Health\8899-NSLHD | RN-001808 | Fire Extinguisher - CO2 | Fire Extinguisher - CO2 - RN36.01.021 | \Classifications\Specification Class\Building Equipment\Fire Protection\Fire Protection Specialities\Fire Extinguishers\CO2 | Fire Suppression, Portable Fire Extinguisher, Carbon Dioxide | FS-PFE-CD | \Classifications\Specification Class\VBIS\FS - Fire Suppression\FS-PFE - Portable Fire Extinguisher\FS-PFE-CD - Carbon Dioxide |  | AMPAC | 3.5kg |  |  | RN-001808 | [6 empty] | 2023-07-25 | 2 - Normal | 2 - Good | 2 - Medium |  | 2 - Normal | Statutory | Preventive | High |  |  | 12y0M
676 | Royal North Shore Hospital | RN36 - Building 36 | Level 5 | Roof | \Locations\Royal North Shore Hospital\RN36 - Building 36\Level 5 | \Geography\Oceania\Australia\New South Wales\Sydney Northern\Willoughby\St Leonards | \Organizations\101-NSW Health\8899-NSLHD | RN-001793 | Smoke Detector | Smoke Detector - Roof | \Classifications\Specification Class\Building Equipment\Fire Protection\Fire Alarm Systems\Smoke Detectors | Fire Detection, Fire Detectors, Smoke | FD-FD-Sm | \Classifications\Specification Class\VBIS\FD - Fire Detection\FD-FD - Fire Detectors\FD-FD-Sm - Smoke |  | UNKNOWN |  |  |  | RN-001793 | [6 empty] | 2023-07-25 | 2 - Normal | 2 - Good | 2 - Medium |  | 2 - Normal | Statutory | Preventive | High |  |  | 16y0M
677 | Royal North Shore Hospital | RN36 - Building 36 | Level 5 | Roof | \Locations\Royal North Shore Hospital\RN36 - Building 36\Level 5 | \Geography\Oceania\Australia\New South Wales\Sydney Northern\Willoughby\St Leonards | \Organizations\101-NSW Health\8899-NSLHD | RN-001801 | Smoke Detector | Smoke Detector - Roof | \Classifications\Specification Class\Building Equipment\Fire Protection\Fire Alarm Systems\Smoke Detectors | Fire Detection, Fire Detectors, Smoke | FD-FD-Sm | \Classifications\Specification Class\VBIS\FD - Fire Detection\FD-FD - Fire Detectors\FD-FD-Sm - Smoke |  | UNKNOWN |  |  |  | RN-001801 | [6 empty] | 2023-07-25 | 3 - Poor | 3 - Fair | 2 - Medium |  | 2 - Normal | Statutory | Preventive | High |  |  | 12y0M | [9 empty] | Not Taggable
678 | Royal North Shore Hospital | RN36 - Building 36 | Level 5 | Roof | \Locations\Royal North Shore Hospital\RN36 - Building 36\Level 5 | \Geography\Oceania\Australia\New South Wales\Sydney Northern\Willoughby\St Leonards | \Organizations\101-NSW Health\8899-NSLHD | RN-001802 | Smoke Detector | Smoke Detector - Roof | \Classifications\Specification Class\Building Equipment\Fire Protection\Fire Alarm Systems\Smoke Detectors | Fire Detection, Fire Detectors, Smoke | FD-FD-Sm | \Classifications\Specification Class\VBIS\FD - Fire Detection\FD-FD - Fire Detectors\FD-FD-Sm - Smoke |  | UNKNOWN |  |  |  | RN-001802 | [6 empty] | 2023-07-25 | 3 - Poor | 3 - Fair | 2 - Medium |  | 2 - Normal | Statutory | Preventive | High |  |  | 12y0M | [9 empty] | Not Taggable
679 | Royal North Shore Hospital | RN31 - Vanderfield Building | Level 2 | RN31.02.025 | \Locations\Royal North Shore Hospital\RN31 - Vanderfield Building\Level 2 | \Geography\Oceania\Australia\New South Wales\Sydney Northern\Willoughby\St Leonards | \Organizations\101-NSW Health\8899-NSLHD | RN-001826 | Fire Extinguisher - CO2 | Fire Extinguisher - CO2 - RN31.02.025 | \Classifications\Specification Class\Building Equipment\Fire Protection\Fire Protection Specialities\Fire Extinguishers\CO2 | Fire Suppression, Portable Fire Extinguisher, Carbon Dioxide | FS-PFE-CD | \Classifications\Specification Class\VBIS\FS - Fire Suppression\FS-PFE - Portable Fire Extinguisher\FS-PFE-CD - Carbon Dioxide |  | FLAMESTOP | 3.5kg |  |  | RN-001826 | [6 empty] | 2023-07-25 | 2 - Normal | 2 - Good | 2 - Medium |  | 2 - Normal | Statutory | Preventive | High |  |  | 12y0M
680 | Royal North Shore Hospital | RN33 - Orthotics | Level 1 | External | \Locations\Royal North Shore Hospital\RN33 - Orthotics\Level 1 | \Geography\Oceania\Australia\New South Wales\Sydney Northern\Willoughby\St Leonards | \Organizations\101-NSW Health\8899-NSLHD | RN-001832 | Distribution Board (Sub) - SB33.11 | Distribution Board (Sub) - SB33.11 - External | \Classifications\Specification Class\Building Equipment\Electrical\Electrical Service & Distribution\Distribution Boards | Electrical Power, Switchboard, Main Switch Board | EP-SB-MSB | \Classifications\Specification Class\VBIS\EP - Electrical Power\EP-SB - Switchboard\EP-SB-MSB - Main Switch Board |  | UNKNOWN |  |  |  | RN-001832 | [5 empty] | Main Corridor | 2023-07-25 | 2 - Normal | 2 - Good | 3 - High |  | 2 - Normal | Statutory | Preventive | High |  |  | 20y0M
681 | Royal North Shore Hospital | RN31 - Vanderfield Building | Level 2 | RN31.02.025 | \Locations\Royal North Shore Hospital\RN31 - Vanderfield Building\Level 3 | \Geography\Oceania\Australia\New South Wales\Sydney Northern\Willoughby\St Leonards | \Organizations\101-NSW Health\8899-NSLHD | RN-001847 | Air Conditioner - RAC | Air Conditioner - RAC - RN31.02.025 | \Classifications\Specification Class\Building Equipment\HVAC\Terminal & Package Units\Package Units\Room Air Conditioner | Mechanical, Air Conditioning Unit | ME-ACU | \Classifications\Specification Class\VBIS\ME - Mechanical\ME-ACU - Air Conditioning Unit |  | UNKNOWN |  |  |  | RN-001847 | [6 empty] | 2023-07-25 | 2 - Normal | 3 - Fair | 2 - Medium |  | 2 - Normal | Non-Statutory | Preventive | Medium |  |  | 6y0M
682 | Royal North Shore Hospital | RN31 - Vanderfield Building | Level 2 | RN31.02.025 | \Locations\Royal North Shore Hospital\RN31 - Vanderfield Building\Level 2 | \Geography\Oceania\Australia\New South Wales\Sydney Northern\Willoughby\St Leonards | \Organizations\101-NSW Health\8899-NSLHD | RN-001825 | Distribution Board (Sub) - SB32.1.1 | Distribution Board (Sub) - SB32.1.1 - RN31.02.025 | \Classifications\Specification Class\Building Equipment\Electrical\Electrical Service & Distribution\Distribution Boards | Electrical Power, Switchboard, Main Switch Board | EP-SB-MSB | \Classifications\Specification Class\VBIS\EP - Electrical Power\EP-SB - Switchboard\EP-SB-MSB - Main Switch Board |  | EMAIL LIMITED |  |  |  | RN-001825 | [6 empty] | 2023-07-25 | 2 - Normal | 3 - Fair | 3 - High |  | 2 - Normal | Statutory | Preventive | High |  |  | 15y0M
683 | Royal North Shore Hospital | RN36 - Building 36 | Level 1 | RN36.01.021 | \Locations\Royal North Shore Hospital\RN36 - Building 36\Level 1 | \Geography\Oceania\Australia\New South Wales\Sydney Northern\Willoughby\St Leonards | \Organizations\101-NSW Health\8899-NSLHD | RN-001803 | Smoke Detector | Smoke Detector - RN36.01.021 | \Classifications\Specification Class\Building Equipment\Fire Protection\Fire Alarm Systems\Smoke Detectors | Fire Detection, Fire Detectors, Smoke | FD-FD-Sm | \Classifications\Specification Class\VBIS\FD - Fire Detection\FD-FD - Fire Detectors\FD-FD-Sm - Smoke |  | UNKNOWN |  |  |  | RN-001803 | [6 empty] | 2023-07-25 | 2 - Normal | 2 - Good | 2 - Medium |  | 2 - Normal | Statutory | Preventive | High |  |  | 16y0M
684 | Royal North Shore Hospital | RN36 - Building 36 | Level 1 | RN36.01.007 | \Locations\Royal North Shore Hospital\RN36 - Building 36\Level 1 | \Geography\Oceania\Australia\New South Wales\Sydney Northern\Willoughby\St Leonards | \Organizations\101-NSW Health\8899-NSLHD | RN-001811 | Mechanical Services Switchboard - MSSB Plantroom 35 | Mechanical Services Switchboard - MSSB Plantroom 35 - RN36.01.007 | \Classifications\Specification Class\Building Equipment\Electrical\Electrical Service & Distribution\Distribution Boards | Electrical Power, Switchboard, Main Switch Board | EP-SB-MSB | \Classifications\Specification Class\VBIS\EP - Electrical Power\EP-SB - Switchboard\EP-SB-MSB - Main Switch Board |  | KENRAHN | HWC-240 |  |  | RN-001811 | [6 empty] | 2023-07-25 | 2 - Normal | 2 - Good | 3 - High |  | 2 - Normal | Statutory | Preventive | High |  |  | 20y0M
685 | Royal North Shore Hospital | RN31 - Vanderfield Building | Level 2 | RN31.02.025 | \Locations\Royal North Shore Hospital\RN31 - Vanderfield Building\Level 2 | \Geography\Oceania\Australia\New South Wales\Sydney Northern\Willoughby\St Leonards | \Organizations\101-NSW Health\8899-NSLHD | RN-001827 | Air Conditioner - RAC | Air Conditioner - RAC - RN31.02.025 | \Classifications\Specification Class\Building Equipment\HVAC\Terminal & Package Units\Package Units\Room Air Conditioner | Mechanical, Air Conditioning Unit | ME-ACU | \Classifications\Specification Class\VBIS\ME - Mechanical\ME-ACU - Air Conditioning Unit |  | AIRWELL |  |  |  | RN-001827 | [6 empty] | 2023-07-25 | 2 - Normal | 3 - Fair | 2 - Medium |  | 2 - Normal | Non-Statutory | Preventive | Medium |  |  | 6y0M
686 | Royal North Shore Hospital | RN36 - Building 36 | Level 1 | RN36.01.007 | \Locations\Royal North Shore Hospital\RN36 - Building 36\Level 1 | \Geography\Oceania\Australia\New South Wales\Sydney Northern\Willoughby\St Leonards | \Organizations\101-NSW Health\8899-NSLHD | RN-001812 | Hot Water Heater - Gas | Hot Water Heater - Gas - RN36.01.007 | \Classifications\Specification Class\Building Equipment\Plumbing\Domestic Water Distribution\Hot Water Service\Hot Water Heaters | Hydraulics, Hot Water Unit, Storage Tanks, Gas | HY-HWU-ST-Ga | \Classifications\Specification Class\VBIS\HY - Hydraulics\HY-HWU - Hot Water Unit\HY-HWU-ST - Storage Tanks\HY-HWU-ST-Ga - Gas |  | RINNAI | REU-VCM2837FFC-AK | Heavy Duty 28i | 22.11-106778 | RN-001812 | [6 empty] | 2023-07-25 | 2 - Normal | 2 - Good | 2 - Medium |  | 2 - Normal | Statutory | Preventive | Medium |  |  | 8y0M
687 | Royal North Shore Hospital | RN31 - Vanderfield Building | Level 2 | RN31.02.025 | \Locations\Royal North Shore Hospital\RN31 - Vanderfield Building\Level 2 | \Geography\Oceania\Australia\New South Wales\Sydney Northern\Willoughby\St Leonards | \Organizations\101-NSW Health\8899-NSLHD | RN-001828 | Smoke Detector | Smoke Detector - RN31.02.025 | \Classifications\Specification Class\Building Equipment\Fire Protection\Fire Alarm Systems\Smoke Detectors | Fire Detection, Fire Detectors, Smoke | FD-FD-Sm | \Classifications\Specification Class\VBIS\FD - Fire Detection\FD-FD - Fire Detectors\FD-FD-Sm - Smoke |  | UNKNOWN |  |  |  | RN-001828 | [6 empty] | 2023-07-25 | 2 - Normal | 2 - Good | 2 - Medium |  | 2 - Normal | Statutory | Preventive | High |  |  | 16y0M
688 | Royal North Shore Hospital | RN31 - Vanderfield Building | Level 2 | RN31.02.023 | \Locations\Royal North Shore Hospital\RN31 - Vanderfield Building\Level 2 | \Geography\Oceania\Australia\New South Wales\Sydney Northern\Willoughby\St Leonards | \Organizations\101-NSW Health\8899-NSLHD | RN-001824 | Fire Extinguisher - CO2 | Fire Extinguisher - CO2 - RN31.02.023 | \Classifications\Specification Class\Building Equipment\Fire Protection\Fire Protection Specialities\Fire Extinguishers\CO2 | Fire Suppression, Portable Fire Extinguisher, Carbon Dioxide | FS-PFE-CD | \Classifications\Specification Class\VBIS\FS - Fire Suppression\FS-PFE - Portable Fire Extinguisher\FS-PFE-CD - Carbon Dioxide |  | ANTEC FIRE | 3.5kg |  |  | RN-001824 | [6 empty] | 2023-07-25 | 2 - Normal | 3 - Fair | 2 - Medium |  | 2 - Normal | Statutory | Preventive | High |  |  | 9y0M
689 | Royal North Shore Hospital | RN36 - Building 36 | Level 1 | RN36.01.007 | \Locations\Royal North Shore Hospital\RN36 - Building 36\Level 1 | \Geography\Oceania\Australia\New South Wales\Sydney Northern\Willoughby\St Leonards | \Organizations\101-NSW Health\8899-NSLHD | RN-001813 | Hot Water Tank | Hot Water Tank - RN36.01.007 | \Classifications\Specification Class\Building Equipment\Plumbing\Domestic Water Distribution\Domestic Water Supply Equipment\Hot Water Vessels & Tanks | Hydraulics, Hot Water Unit | HY-HWU | \Classifications\Specification Class\VBIS\HY - Hydraulics\HY-HWU - Hot Water Unit |  | EVERLAST HYDRO SYSTEMS | 315-C2-32 | Series 2000 | 315470 | RN-001813 |  |  |  |  | 2007-05-14 |  | 2023-07-25 | 2 - Normal | 2 - Good | 2 - Medium |  | 2 - Normal | Non-Statutory | Preventive | Medium |  |  | 3y8M
690 | Royal North Shore Hospital | RN36 - Building 36 | Level 5 | RN36.05.002 | \Locations\Royal North Shore Hospital\RN36 - Building 36\Level 5\RN36.05.002 Stairs | \Geography\Oceania\Australia\New South Wales\Sydney Northern\Willoughby\St Leonards | \Organizations\101-NSW Health\8899-NSLHD | RN-001822 | Smoke Detector | Smoke Detector - RN36.05.002 | \Classifications\Specification Class\Building Equipment\Fire Protection\Fire Alarm Systems\Smoke Detectors | Fire Detection, Fire Detectors, Smoke | FD-FD-Sm | \Classifications\Specification Class\VBIS\FD - Fire Detection\FD-FD - Fire Detectors\FD-FD-Sm - Smoke |  | UNKNOWN |  |  |  | RN-001822 | [6 empty] | 2023-07-25 | 2 - Normal | 2 - Good | 2 - Medium |  | 2 - Normal | Statutory | Preventive | High |  |  | 16y0M
691 | Royal North Shore Hospital | RN31 - Vanderfield Building | Level 2 | RN31.02.023 | \Locations\Royal North Shore Hospital\RN31 - Vanderfield Building\Level 2 | \Geography\Oceania\Australia\New South Wales\Sydney Northern\Willoughby\St Leonards | \Organizations\101-NSW Health\8899-NSLHD | RN-001823 | General Exhaust Fan | General Exhaust Fan - RN31.02.023 | \Classifications\Specification Class\Building Equipment\HVAC\Distribution Systems\Exhaust Ventilation\General Exhaust Fans | Mechanical, Fans | ME-Fa | \Classifications\Specification Class\VBIS\ME - Mechanical\ME-Fa - Fans |  | LENCO |  |  |  | RN-001823 | [6 empty] | 2023-07-25 | 2 - Normal | 3 - Fair | 2 - Medium |  | 2 - Normal | Non-Statutory | Preventive | Medium |  |  | 6y0M
692 | Royal North Shore Hospital | RN22 - Maintenance and Clinical Technology | Level 2 | External | \Locations\Royal North Shore Hospital\RN22 - Maintenance and Clinical Technology\Level 2 | \Geography\Oceania\Australia\New South Wales\Sydney Northern\Willoughby\St Leonards | \Organizations\101-NSW Health\8899-NSLHD | RN-001809 | Generator | Generator - External | \Classifications\Specification Class\Building Equipment\Electrical\Electrical Service & Distribution\Generators | Electrical Power, Generator | EP-Ge | \Classifications\Specification Class\VBIS\EP - Electrical Power\EP-Ge - Generator |  | DETROIT DIESEL |  |  |  | RN-001809 | [5 empty] | Generator | 2023-07-25 | 2 - Normal | 2 - Good | 3 - High |  | 2 - Normal | Statutory | Preventive | High |  |  | 20y0M
693 | Royal North Shore Hospital | RN31 - Vanderfield Building | Level 2 | RN31.02.023 | \Locations\Royal North Shore Hospital\RN31 - Vanderfield Building\Level 2 | \Geography\Oceania\Australia\New South Wales\Sydney Northern\Willoughby\St Leonards | \Organizations\101-NSW Health\8899-NSLHD | RN-001843 | Smoke Detector | Smoke Detector - RN31.02.023 | \Classifications\Specification Class\Building Equipment\Fire Protection\Fire Alarm Systems\Smoke Detectors | Fire Detection, Fire Detectors, Smoke | FD-FD-Sm | \Classifications\Specification Class\VBIS\FD - Fire Detection\FD-FD - Fire Detectors\FD-FD-Sm - Smoke |  | UNKNOWN |  |  |  | RN-001843 | [6 empty] | 2023-07-25 | 2 - Normal | 3 - Fair | 2 - Medium |  | 2 - Normal | Statutory | Preventive | High |  |  | 12y0M
694 | Royal North Shore Hospital | RN31 - Vanderfield Building | Level 2 | RN31.02.020 | \Locations\Royal North Shore Hospital\RN31 - Vanderfield Building\Level 2 | \Geography\Oceania\Australia\New South Wales\Sydney Northern\Willoughby\St Leonards | \Organizations\101-NSW Health\8899-NSLHD | RN-001844 | Air Conditioner - Split System Indoor Unit | Air Conditioner - Split System Indoor Unit - RN31.02.020 | \Classifications\Specification Class\Building Equipment\HVAC\Terminal & Package Units\Package Units\Split Systems | Mechanical, Air Conditioning Unit | ME-ACU | \Classifications\Specification Class\VBIS\ME - Mechanical\ME-ACU - Air Conditioning Unit |  | HITACHI | RAS-E25YHAB |  | 323 | RN-001844 | [6 empty] | 2023-07-25 | 2 - Normal | 2 - Good | 2 - Medium |  | 2 - Normal | Statutory | Preventive | Medium |  |  | 8y0M
695 | Royal North Shore Hospital | RN31 - Vanderfield Building | Level 2 | RN31.02.020 | \Locations\Royal North Shore Hospital\RN31 - Vanderfield Building\Level 2 | \Geography\Oceania\Australia\New South Wales\Sydney Northern\Willoughby\St Leonards | \Organizations\101-NSW Health\8899-NSLHD | RN-001845 | Smoke Detector | Smoke Detector - RN31.02.020 | \Classifications\Specification Class\Building Equipment\Fire Protection\Fire Alarm Systems\Smoke Detectors | Fire Detection, Fire Detectors, Smoke | FD-FD-Sm | \Classifications\Specification Class\VBIS\FD - Fire Detection\FD-FD - Fire Detectors\FD-FD-Sm - Smoke |  | UNKNOWN |  |  |  | RN-001845 | [6 empty] | 2023-07-25 | 2 - Normal | 3 - Fair | 2 - Medium |  | 2 - Normal | Statutory | Preventive | High |  |  | 12y0M
696 | Royal North Shore Hospital | RN31 - Vanderfield Building | Level 2 | RN31.02.021 | \Locations\Royal North Shore Hospital\RN31 - Vanderfield Building\Level 2 | \Geography\Oceania\Australia\New South Wales\Sydney Northern\Willoughby\St Leonards | \Organizations\101-NSW Health\8899-NSLHD | RN-001842 | Fire Blanket | Fire Blanket - RN31.02.021 | \Classifications\Specification Class\Building Equipment\Fire Protection\Other Fire Protection Systems\Fire Blankets | Fire Suppression, Fire Blanket | FS-FB | \Classifications\Specification Class\VBIS\FS - Fire Suppression\FS-FB - Fire Blanket |  | QUELL | 1.2m X 1.8m |  |  | RN-001842 | [6 empty] | 2023-07-25 | 2 - Normal | 3 - Fair | 2 - Medium |  | 2 - Normal | Statutory | Preventive | High |  |  | 6y0M
697 | Royal North Shore Hospital | RN35 - Building 35 | Level 3 | RN35.03.009 | \Locations\Royal North Shore Hospital\RN35 - Building 35\Level 3 | \Geography\Oceania\Australia\New South Wales\Sydney Northern\Willoughby\St Leonards | \Organizations\101-NSW Health\8899-NSLHD | RN-001761 | Air Conditioner - Indoor Ducted Unit | Air Conditioner - Indoor Ducted Unit - RN35.03.009 | \Classifications\Specification Class\Building Equipment\HVAC\Terminal & Package Units\Fan Coil Units | Mechanical, Fan Coil Units, Cassette | ME-FCU-Ca | \Classifications\Specification Class\VBIS\ME - Mechanical\ME-FCU - Fan Coil Units\ME-FCU-Ca - Cassette |  | PANASONIC | U-224PE2R8A | Inverter | 65594000698 | RN-001761 |  |  |  |  | 2017-02-01 | Balcony | 2023-07-25 | 2 - Normal | 2 - Good | 3 - High |  | 2 - Normal | Statutory | Preventive | High |  |  | 18y5M
698 | Royal North Shore Hospital | RN36 - Building 36 | Level 2 | RN36.02.006 | \Locations\Royal North Shore Hospital\RN36 - Building 36\Level 2 | \Geography\Oceania\Australia\New South Wales\Sydney Northern\Willoughby\St Leonards | \Organizations\101-NSW Health\8899-NSLHD | RN-001814 | Distribution Board (Sub) - SB35.2.2 | Distribution Board (Sub) - SB35.2.2 - RN36.02.006 | \Classifications\Specification Class\Building Equipment\Electrical\Electrical Service & Distribution\Distribution Boards | Electrical Power, Switchboard, Main Switch Board | EP-SB-MSB | \Classifications\Specification Class\VBIS\EP - Electrical Power\EP-SB - Switchboard\EP-SB-MSB - Main Switch Board |  | UNKNOWN |  |  |  | RN-001814 | [6 empty] | 2023-07-25 | 2 - Normal | 2 - Good | 3 - High |  | 2 - Normal | Statutory | Preventive | High |  |  | 20y0M
699 | Royal North Shore Hospital | RN31 - Vanderfield Building | Level 2 | RN31.02.021 | \Locations\Royal North Shore Hospital\RN31 - Vanderfield Building\Level 2 | \Geography\Oceania\Australia\New South Wales\Sydney Northern\Willoughby\St Leonards | \Organizations\101-NSW Health\8899-NSLHD | RN-001841 | Smoke Detector | Smoke Detector - RN31.02.021 | \Classifications\Specification Class\Building Equipment\Fire Protection\Fire Alarm Systems\Smoke Detectors | Fire Detection, Fire Detectors, Smoke | FD-FD-Sm | \Classifications\Specification Class\VBIS\FD - Fire Detection\FD-FD - Fire Detectors\FD-FD-Sm - Smoke |  | UNKNOWN |  |  |  | RN-001841 | [6 empty] | 2023-07-25 | 2 - Normal | 3 - Fair | 2 - Medium |  | 2 - Normal | Statutory | Preventive | High |  |  | 12y0M
700 | Royal North Shore Hospital | RN33 - Orthotics | Level 1 | External | \Locations\Royal North Shore Hospital\RN33 - Orthotics\Level 1 | \Geography\Oceania\Australia\New South Wales\Sydney Northern\Willoughby\St Leonards | \Organizations\101-NSW Health\8899-NSLHD | RN-001835 | Smoke Detector | Smoke Detector - External | \Classifications\Specification Class\Building Equipment\Fire Protection\Fire Alarm Systems\Smoke Detectors | Fire Detection, Fire Detectors, Smoke | FD-FD-Sm | \Classifications\Specification Class\VBIS\FD - Fire Detection\FD-FD - Fire Detectors\FD-FD-Sm - Smoke |  | UNKNOWN |  |  |  | RN-001835 | [5 empty] | Main Corridor | 2023-07-25 | 2 - Normal | 2 - Good | 2 - Medium |  | 2 - Normal | Statutory | Preventive | High |  |  | 16y0M
701 | Royal North Shore Hospital | RN31 - Vanderfield Building | Level 2 | RN31.02.019 | \Locations\Royal North Shore Hospital\RN31 - Vanderfield Building\Level 2 | \Geography\Oceania\Australia\New South Wales\Sydney Northern\Willoughby\St Leonards | \Organizations\101-NSW Health\8899-NSLHD | RN-001840 | Smoke Detector | Smoke Detector - RN31.02.019 | \Classifications\Specification Class\Building Equipment\Fire Protection\Fire Alarm Systems\Smoke Detectors | Fire Detection, Fire Detectors, Smoke | FD-FD-Sm | \Classifications\Specification Class\VBIS\FD - Fire Detection\FD-FD - Fire Detectors\FD-FD-Sm - Smoke |  | UNKNOWN |  |  |  | RN-001840 | [6 empty] | 2023-07-25 | 2 - Normal | 3 - Fair | 2 - Medium |  | 2 - Normal | Statutory | Preventive | High |  |  | 12y0M
702 | Royal North Shore Hospital | RN33 - Orthotics | Level 1 | External | \Locations\Royal North Shore Hospital\RN33 - Orthotics\Level 1 | \Geography\Oceania\Australia\New South Wales\Sydney Northern\Willoughby\St Leonards | \Organizations\101-NSW Health\8899-NSLHD | RN-001830 | Smoke Detector | Smoke Detector - External | \Classifications\Specification Class\Building Equipment\Fire Protection\Fire Alarm Systems\Smoke Detectors | Fire Detection, Fire Detectors, Smoke | FD-FD-Sm | \Classifications\Specification Class\VBIS\FD - Fire Detection\FD-FD - Fire Detectors\FD-FD-Sm - Smoke |  | UNKNOWN |  |  |  | RN-001830 | [5 empty] | Main Corridor | 2023-07-25 | 2 - Normal | 2 - Good | 2 - Medium |  | 2 - Normal | Statutory | Preventive | High |  |  | 16y0M
703 | Royal North Shore Hospital | RN33 - Orthotics | Level 1 | External | \Locations\Royal North Shore Hospital\RN33 - Orthotics\Level 1 | \Geography\Oceania\Australia\New South Wales\Sydney Northern\Willoughby\St Leonards | \Organizations\101-NSW Health\8899-NSLHD | RN-001831 | Smoke Detector | Smoke Detector - External | \Classifications\Specification Class\Building Equipment\Fire Protection\Fire Alarm Systems\Smoke Detectors | Fire Detection, Fire Detectors, Smoke | FD-FD-Sm | \Classifications\Specification Class\VBIS\FD - Fire Detection\FD-FD - Fire Detectors\FD-FD-Sm - Smoke |  | UNKNOWN |  |  |  | RN-001831 | [5 empty] | Main Corridor | 2023-07-25 | 2 - Normal | 2 - Good | 2 - Medium |  | 2 - Normal | Statutory | Preventive | High |  |  | 16y0M
704 | Royal North Shore Hospital | RN36 - Building 36 | Level 1 | RN36.01.021 | \Locations\Royal North Shore Hospital\RN36 - Building 36\Level 1 | \Geography\Oceania\Australia\New South Wales\Sydney Northern\Willoughby\St Leonards | \Organizations\101-NSW Health\8899-NSLHD | RN-001807 | Distribution Board (Sub) - SB35.1.2E | Distribution Board (Sub) - SB35.1.2E - RN36.01.021 | \Classifications\Specification Class\Building Equipment\Electrical\Electrical Service & Distribution\Distribution Boards | Electrical Power, Switchboard, Main Switch Board | EP-SB-MSB | \Classifications\Specification Class\VBIS\EP - Electrical Power\EP-SB - Switchboard\EP-SB-MSB - Main Switch Board |  | UNKNOWN |  |  |  | RN-001807 | [6 empty] | 2023-07-25 | 2 - Normal | 2 - Good | 3 - High |  | 2 - Normal | Statutory | Preventive | High |  |  | 20y0M | [9 empty] | 1 RCD
705 | Royal North Shore Hospital | RN33 - Orthotics | Level 1 | External | \Locations\Royal North Shore Hospital\RN33 - Orthotics\Level 1 | \Geography\Oceania\Australia\New South Wales\Sydney Northern\Willoughby\St Leonards | \Organizations\101-NSW Health\8899-NSLHD | RN-001836 | Smoke Detector | Smoke Detector - External | \Classifications\Specification Class\Building Equipment\Fire Protection\Fire Alarm Systems\Smoke Detectors | Fire Detection, Fire Detectors, Smoke | FD-FD-Sm | \Classifications\Specification Class\VBIS\FD - Fire Detection\FD-FD - Fire Detectors\FD-FD-Sm - Smoke |  | UNKNOWN |  |  |  | RN-001836 | [5 empty] | Main Corridor | 2023-07-25 | 2 - Normal | 2 - Good | 2 - Medium |  | 2 - Normal | Statutory | Preventive | High |  |  | 16y0M
706 | Royal North Shore Hospital | RN33 - Orthotics | Level 1 | External | \Locations\Royal North Shore Hospital\RN33 - Orthotics\Level 1 | \Geography\Oceania\Australia\New South Wales\Sydney Northern\Willoughby\St Leonards | \Organizations\101-NSW Health\8899-NSLHD | RN-001833 | Smoke Detector | Smoke Detector - External | \Classifications\Specification Class\Building Equipment\Fire Protection\Fire Alarm Systems\Smoke Detectors | Fire Detection, Fire Detectors, Smoke | FD-FD-Sm | \Classifications\Specification Class\VBIS\FD - Fire Detection\FD-FD - Fire Detectors\FD-FD-Sm - Smoke |  | UNKNOWN |  |  |  | RN-001833 | [5 empty] | Main Corridor | 2023-07-25 | 2 - Normal | 2 - Good | 2 - Medium |  | 2 - Normal | Statutory | Preventive | High |  |  | 16y0M
707 | Royal North Shore Hospital | RN31 - Vanderfield Building | Level 2 | RN31.02.017 | \Locations\Royal North Shore Hospital\RN31 - Vanderfield Building\Level 2 | \Geography\Oceania\Australia\New South Wales\Sydney Northern\Willoughby\St Leonards | \Organizations\101-NSW Health\8899-NSLHD | RN-001839 | Smoke Detector | Smoke Detector - RN31.02.017 | \Classifications\Specification Class\Building Equipment\Fire Protection\Fire Alarm Systems\Smoke Detectors | Fire Detection, Fire Detectors, Smoke | FD-FD-Sm | \Classifications\Specification Class\VBIS\FD - Fire Detection\FD-FD - Fire Detectors\FD-FD-Sm - Smoke |  | UNKNOWN |  |  |  | RN-001839 | [6 empty] | 2023-07-25 | 2 - Normal | 3 - Fair | 2 - Medium |  | 2 - Normal | Statutory | Preventive | High |  |  | 12y0M
708 | Royal North Shore Hospital | RN33 - Orthotics | Level 1 | External | \Locations\Royal North Shore Hospital\RN33 - Orthotics\Level 1 | \Geography\Oceania\Australia\New South Wales\Sydney Northern\Willoughby\St Leonards | \Organizations\101-NSW Health\8899-NSLHD | RN-001834 | Smoke Detector | Smoke Detector - External | \Classifications\Specification Class\Building Equipment\Fire Protection\Fire Alarm Systems\Smoke Detectors | Fire Detection, Fire Detectors, Smoke | FD-FD-Sm | \Classifications\Specification Class\VBIS\FD - Fire Detection\FD-FD - Fire Detectors\FD-FD-Sm - Smoke |  | UNKNOWN |  |  |  | RN-001834 | [5 empty] | Main Corridor | 2023-07-25 | 2 - Normal | 2 - Good | 2 - Medium |  | 2 - Normal | Statutory | Preventive | High |  |  | 16y0M
709 | Royal North Shore Hospital | RN29 - Health Information Services | Level 1 | RN29.01.001 | \Locations\Royal North Shore Hospital\RN29 - Health Information Services\Level 1\RN29.01.001 Stairway | \Geography\Oceania\Australia\New South Wales\Sydney Northern\Willoughby\St Leonards | \Organizations\101-NSW Health\8899-NSLHD | RN-001816 | Smoke Detector | Smoke Detector - RN29.01.001 | \Classifications\Specification Class\Building Equipment\Fire Protection\Fire Alarm Systems\Smoke Detectors | Fire Detection, Fire Detectors, Smoke | FD-FD-Sm | \Classifications\Specification Class\VBIS\FD - Fire Detection\FD-FD - Fire Detectors\FD-FD-Sm - Smoke |  | UNKNOWN |  |  |  | RN-001816 | [6 empty] | 2023-07-25 | 2 - Normal | 2 - Good | 2 - Medium |  | 2 - Normal | Statutory | Preventive | High |  |  | 16y0M
710 | Royal North Shore Hospital | RN36 - Building 36 | Level 1 | RN36.01.007 | \Locations\Royal North Shore Hospital\RN36 - Building 36\Level 1 | \Geography\Oceania\Australia\New South Wales\Sydney Northern\Willoughby\St Leonards | \Organizations\101-NSW Health\8899-NSLHD | RN-001838 | Hot Water Circulating Pump | Hot Water Circulating Pump - RN36.01.007 | \Classifications\Specification Class\Building Equipment\Plumbing\Domestic Water Distribution\Hot Water Service\Hot Water Circulating Pumps | Hydraulics, Pumps | HY-Pu | \Classifications\Specification Class\VBIS\HY - Hydraulics\HY-Pu - Pumps |  | GRUNDFOS | UPS 20-60 N 150 |  | 96913096 | RN-001838 |  |  |  |  | 2015-01-01 |  | 2023-07-25 | 2 - Normal | 3 - Fair | 2 - Medium | Expected life could be extended based on the visual condition assessment. | 2 - Normal | Statutory | Preventive | Medium |  |  | 1y4M
711 | Royal North Shore Hospital | RN29 - Health Information Services | Level 2 | External | \Locations\Royal North Shore Hospital\RN29 - Health Information Services\Level 2 | \Geography\Oceania\Australia\New South Wales\Sydney Northern\Willoughby\St Leonards | \Organizations\101-NSW Health\8899-NSLHD | RN-001817 | Smoke Detector | Smoke Detector - External | \Classifications\Specification Class\Building Equipment\Fire Protection\Fire Alarm Systems\Smoke Detectors | Fire Detection, Fire Detectors, Smoke | FD-FD-Sm | \Classifications\Specification Class\VBIS\FD - Fire Detection\FD-FD - Fire Detectors\FD-FD-Sm - Smoke |  | UNKNOWN |  |  |  | RN-001817 | [5 empty] | Main Corridor | 2023-07-25 | 2 - Normal | 2 - Good | 2 - Medium |  | 2 - Normal | Statutory | Preventive | High |  |  | 16y0M
712 | Royal North Shore Hospital | RN29 - Health Information Services | Level 2 | External | \Locations\Royal North Shore Hospital\RN29 - Health Information Services\Level 2 | \Geography\Oceania\Australia\New South Wales\Sydney Northern\Willoughby\St Leonards | \Organizations\101-NSW Health\8899-NSLHD | RN-001818 | Smoke Detector | Smoke Detector - External | \Classifications\Specification Class\Building Equipment\Fire Protection\Fire Alarm Systems\Smoke Detectors | Fire Detection, Fire Detectors, Smoke | FD-FD-Sm | \Classifications\Specification Class\VBIS\FD - Fire Detection\FD-FD - Fire Detectors\FD-FD-Sm - Smoke |  | UNKNOWN |  |  |  | RN-001818 | [5 empty] | Main Corridor | 2023-07-25 | 2 - Normal | 2 - Good | 2 - Medium |  | 2 - Normal | Statutory | Preventive | High |  |  | 16y0M
713 | Royal North Shore Hospital | RN36 - Building 36 | Level 1 | RN36.01.007 | \Locations\Royal North Shore Hospital\RN36 - Building 36\Level 1 | \Geography\Oceania\Australia\New South Wales\Sydney Northern\Willoughby\St Leonards | \Organizations\101-NSW Health\8899-NSLHD | RN-001846 | Hot Water Circulating Pump | Hot Water Circulating Pump - RN36.01.007 | \Classifications\Specification Class\Building Equipment\Plumbing\Domestic Water Distribution\Hot Water Service\Hot Water Circulating Pumps | Hydraulics, Pumps | HY-Pu | \Classifications\Specification Class\VBIS\HY - Hydraulics\HY-Pu - Pumps |  | GRUNDFOS | UPS 20-60 N 150 |  | 96913096 | RN-001846 |  |  |  |  | 2015-01-01 |  | 2023-07-25 | 2 - Normal | 3 - Fair | 2 - Medium | Expected life could be extended based on the visual condition assessment. | 2 - Normal | Statutory | Preventive | Medium |  |  | 1y4M | [9 empty] | Hot Water Circulating Pump - 2
714 | Royal North Shore Hospital | RN36 - Building 36 | Level 1 | RN36.01.007 | \Locations\Royal North Shore Hospital\RN36 - Building 36\Level 1 | \Geography\Oceania\Australia\New South Wales\Sydney Northern\Willoughby\St Leonards | \Organizations\101-NSW Health\8899-NSLHD | RN-001829 | Smoke Detector | Smoke Detector - RN36.01.007 | \Classifications\Specification Class\Building Equipment\Fire Protection\Fire Alarm Systems\Smoke Detectors | Fire Detection, Fire Detectors, Smoke | FD-FD-Sm | \Classifications\Specification Class\VBIS\FD - Fire Detection\FD-FD - Fire Detectors\FD-FD-Sm - Smoke |  | UNKNOWN |  |  |  | RN-001829 | [6 empty] | 2023-07-25 | 2 - Normal | 3 - Fair | 2 - Medium |  | 2 - Normal | Statutory | Preventive | High |  |  | 12y0M | [9 empty] | Hot Water Circulating Pump - 2
715 | Royal North Shore Hospital | RN36 - Building 36 | Roof | Roof | \Locations\Royal North Shore Hospital\RN36 - Building 36\Level 5 | \Geography\Oceania\Australia\New South Wales\Sydney Northern\Willoughby\St Leonards | \Organizations\101-NSW Health\8899-NSLHD | RN-001837 | Fire Extinguisher - CO2 | Fire Extinguisher - CO2 - Roof | \Classifications\Specification Class\Building Equipment\Fire Protection\Fire Protection Specialities\Fire Extinguishers\CO2 | Fire Suppression, Portable Fire Extinguisher, Carbon Dioxide | FS-PFE-CD | \Classifications\Specification Class\VBIS\FS - Fire Suppression\FS-PFE - Portable Fire Extinguisher\FS-PFE-CD - Carbon Dioxide |  | CHUBB | 3.5kg |  |  | RN-001837 | [6 empty] | 2023-07-25 | 2 - Normal | 3 - Fair | 2 - Medium |  | 2 - Normal | Statutory | Preventive | High |  |  | 9y0M | [9 empty] | Hot Water Circulating Pump - 1
716 | Royal North Shore Hospital | RN29 - Health Information Services | Level 1 | RN29.01.001 | \Locations\Royal North Shore Hospital\RN29 - Health Information Services\Level 1\RN29.01.001 Stairway | \Geography\Oceania\Australia\New South Wales\Sydney Northern\Willoughby\St Leonards | \Organizations\101-NSW Health\8899-NSLHD | RN-001815 | Smoke Detector | Smoke Detector - RN29.01.001 | \Classifications\Specification Class\Building Equipment\Fire Protection\Fire Alarm Systems\Smoke Detectors | Fire Detection, Fire Detectors, Smoke | FD-FD-Sm | \Classifications\Specification Class\VBIS\FD - Fire Detection\FD-FD - Fire Detectors\FD-FD-Sm - Smoke |  | UNKNOWN |  |  |  | RN-001815 | [5 empty] | Main Corridor | 2023-07-25 | 2 - Normal | 3 - Fair | 2 - Medium |  | 2 - Normal | Statutory | Preventive | High |  |  | 12y0M
717 | Royal North Shore Hospital | RN22 - Maintenance and Clinical Technology | Level 2 | External | \Locations\Royal North Shore Hospital\RN22 - Maintenance and Clinical Technology\Level 2 | \Geography\Oceania\Australia\New South Wales\Sydney Northern\Willoughby\St Leonards | \Organizations\101-NSW Health\8899-NSLHD | RN-001810 | Generator Panel | Generator Panel - External | \Classifications\Specification Class\Building Equipment\Electrical\Electrical Service & Distribution\Distribution Boards | Electrical Power, Switchboard, Main Switch Board | EP-SB-MSB | \Classifications\Specification Class\VBIS\EP - Electrical Power\EP-SB - Switchboard\EP-SB-MSB - Main Switch Board |  | DEEP SEA ELECTRONICS | DSE 7310 MKII |  |  | RN-001810 | [5 empty] | Generator | 2023-07-25 | 2 - Normal | 2 - Good | 3 - High |  | 2 - Normal | Statutory | Preventive | High |  |  | 20y0M
718 | Royal North Shore Hospital | RN33 - Orthotics | Roof | External | \Locations\Royal North Shore Hospital\RN33 - Orthotics\Roof | \Geography\Oceania\Australia\New South Wales\Sydney Northern\Willoughby\St Leonards | \Organizations\101-NSW Health\8899-NSLHD | RN-001764 | Distribution Board - DB-32.2.1 | Distribution Board - DB-32.2.1 - External | \Classifications\Specification Class\Building Equipment\Electrical\Electrical Service & Distribution\Distribution Boards | Electrical Power, Switchboard, Main Switch Board | EP-SB-MSB | \Classifications\Specification Class\VBIS\EP - Electrical Power\EP-SB - Switchboard\EP-SB-MSB - Main Switch Board |  | UNKNOWN |  |  |  | RN-001764 | [5 empty] | Roof Plantroom | 2023-07-25 | 2 - Normal | 2 - Good | 3 - High |  | 2 - Normal | Statutory | Preventive | High |  |  | 20y0M | [9 empty] | Multiple DB SwitchesDB 29.1.1DB 29.2.1DB 30.1.1
719 | Royal North Shore Hospital | RN36 - Building 36 | Level 2 | RN36.02.006 | \Locations\Royal North Shore Hospital\RN36 - Building 36\Level 2 | \Geography\Oceania\Australia\New South Wales\Sydney Northern\Willoughby\St Leonards | \Organizations\101-NSW Health\8899-NSLHD | RN-001757 | Air Conditioner - Split System Indoor Unit | Air Conditioner - Split System Indoor Unit - RN36.02.006 | \Classifications\Specification Class\Building Equipment\HVAC\Terminal & Package Units\Package Units\Split Systems | Mechanical, Air Conditioning Unit | ME-ACU | \Classifications\Specification Class\VBIS\ME - Mechanical\ME-ACU - Air Conditioning Unit |  | PANASONIC | CS-RZ25 | Inverter |  | RN-001757 |  |  |  |  | 2017-07-01 |  | 2023-07-25 | 2 - Normal | 2 - Good | 2 - Medium |  | 2 - Normal | Statutory | Preventive | Medium |  |  | 3y10M
720 | Royal North Shore Hospital | RN36 - Building 36 | Level 2 | RN36.02.006 | \Locations\Royal North Shore Hospital\RN36 - Building 36\Level 2 | \Geography\Oceania\Australia\New South Wales\Sydney Northern\Willoughby\St Leonards | \Organizations\101-NSW Health\8899-NSLHD | RN-001758 | Smoke Detector | Smoke Detector - RN36.02.006 | \Classifications\Specification Class\Building Equipment\Fire Protection\Fire Alarm Systems\Smoke Detectors | Fire Detection, Fire Detectors, Smoke | FD-FD-Sm | \Classifications\Specification Class\VBIS\FD - Fire Detection\FD-FD - Fire Detectors\FD-FD-Sm - Smoke |  | UNKNOWN |  |  |  | RN-001758 | [6 empty] | 2023-07-25 | 2 - Normal | 2 - Good | 2 - Medium |  | 2 - Normal | Statutory | Preventive | High |  |  | 16y0M
721 | Royal North Shore Hospital | RN36 - Building 36 | Level 2 | RN36.02.006 | \Locations\Royal North Shore Hospital\RN36 - Building 36\Level 2 | \Geography\Oceania\Australia\New South Wales\Sydney Northern\Willoughby\St Leonards | \Organizations\101-NSW Health\8899-NSLHD | RN-001759 | Smoke Detector | Smoke Detector - RN36.02.006 | \Classifications\Specification Class\Building Equipment\Fire Protection\Fire Alarm Systems\Smoke Detectors | Fire Detection, Fire Detectors, Smoke | FD-FD-Sm | \Classifications\Specification Class\VBIS\FD - Fire Detection\FD-FD - Fire Detectors\FD-FD-Sm - Smoke |  | UNKNOWN |  |  |  | RN-001759 | [6 empty] | 2023-07-25 | 2 - Normal | 2 - Good | 2 - Medium |  | 2 - Normal | Statutory | Preventive | High |  |  | 16y0M
722 | Royal North Shore Hospital | RN36 - Building 36 | Level 2 | RN36.02.006 | \Locations\Royal North Shore Hospital\RN36 - Building 36\Level 2 | \Geography\Oceania\Australia\New South Wales\Sydney Northern\Willoughby\St Leonards | \Organizations\101-NSW Health\8899-NSLHD | RN-001799 | Emergency Exit Sign | Emergency Exit Sign - RN36.02.006 | \Classifications\Specification Class\Building Equipment\Electrical\Other Electrical Systems\Emergency Light & Power Systems\Emergency Evacuation Lighting | Electrical Lighting, Emergency Lighting, Testing | EL-EL-Te | \Classifications\Specification Class\VBIS\EL - Electrical Lighting\EL-EL - Emergency Lighting\EL-EL-Te - Testing |  | CLEVERTRONICS | 24m |  |  | RN-001799 | [6 empty] | 2023-07-25 | 2 - Normal | 2 - Good | 2 - Medium |  | 2 - Normal | Statutory | Preventive | High |  |  | 20y0M
723 | Royal North Shore Hospital | RN36 - Building 36 | Level 2 | RN36.02.006 | \Locations\Royal North Shore Hospital\RN36 - Building 36\Level 2 | \Geography\Oceania\Australia\New South Wales\Sydney Northern\Willoughby\St Leonards | \Organizations\101-NSW Health\8899-NSLHD | RN-001760 | Emergency Exit Sign | Emergency Exit Sign - RN36.02.006 | \Classifications\Specification Class\Building Equipment\Electrical\Other Electrical Systems\Emergency Light & Power Systems\Emergency Evacuation Lighting | Electrical Lighting, Emergency Lighting, Testing | EL-EL-Te | \Classifications\Specification Class\VBIS\EL - Electrical Lighting\EL-EL - Emergency Lighting\EL-EL-Te - Testing |  | CLEVERTRONICS | 24m |  |  | RN-001760 | [6 empty] | 2023-07-25 | 2 - Normal | 2 - Good | 2 - Medium |  | 2 - Normal | Statutory | Preventive | High |  |  | 20y0M
724 | Royal North Shore Hospital | RN36 - Building 36 | Level 2 | RN36.02.025 | \Locations\Royal North Shore Hospital\RN36 - Building 36\Level 2 | \Geography\Oceania\Australia\New South Wales\Sydney Northern\Willoughby\St Leonards | \Organizations\101-NSW Health\8899-NSLHD | RN-001762 | Thermal Detector | Thermal Detector - RN36.02.025 | \Classifications\Specification Class\Building Equipment\Fire Protection\Fire Alarm Systems\Thermal Detectors | Fire Detection, Fire Detectors, Heat | FD-FD-He | \Classifications\Specification Class\VBIS\FD - Fire Detection\FD-FD - Fire Detectors\FD-FD-He - Heat |  | UNKNOWN |  |  |  | RN-001762 | [6 empty] | 2023-07-25 | 2 - Normal | 2 - Good | 2 - Medium |  | 2 - Normal | Statutory | Preventive | High |  |  | 16y0M
725 | Royal North Shore Hospital | RN36 - Building 36 | Level 1 | External | \Locations\Royal North Shore Hospital\RN36 - Building 36\Level 1 | \Geography\Oceania\Australia\New South Wales\Sydney Northern\Willoughby\St Leonards | \Organizations\101-NSW Health\8899-NSLHD | RN-001763 | Mechanical Services Switchboard - MSSB 36.1.2 | Mechanical Services Switchboard - MSSB 36.1.2 - External | \Classifications\Specification Class\Building Equipment\Electrical\Electrical Service & Distribution\Distribution Boards | Electrical Power, Switchboard, Main Switch Board | EP-SB-MSB | \Classifications\Specification Class\VBIS\EP - Electrical Power\EP-SB - Switchboard\EP-SB-MSB - Main Switch Board |  | UNKNOWN |  |  |  | RN-001763 | [6 empty] | 2023-07-25 | 2 - Normal | 4 - Poor | 3 - High | Surface Corrosion | 2 - Normal | Statutory | Preventive | High |  |  | 5y0M
726 | Royal North Shore Hospital | RN03 - Chapel | Level 1 | RN03.00.001 | \Locations\Royal North Shore Hospital\RN03 - Chapel\Level 1 | \Geography\Oceania\Australia\New South Wales\Sydney Northern\Willoughby\St Leonards | \Organizations\101-NSW Health\8899-NSLHD | RN-000244 | Fire Extinguisher - Water | Fire Extinguisher - Water - RN03.00.001 | \Classifications\Specification Class\Building Equipment\Fire Protection\Fire Protection Specialities\Fire Extinguishers\Water | Fire Suppression, Portable Fire Extinguisher, Water | FS-PFE-Wa | \Classifications\Specification Class\VBIS\FS - Fire Suppression\FS-PFE - Portable Fire Extinguisher\FS-PFE-Wa - Water |  | FIREBOX | 9.0L |  |  | RN-000244 | [6 empty] | 2023-07-25 | 2 - Normal | 2 - Good | 2 - Medium |  | 2 - Normal | Statutory | Preventive | High |  |  | 12y0M
727 | Royal North Shore Hospital | RN03 - Chapel | Level 1 | RN03.00.002 | \Locations\Royal North Shore Hospital\RN03 - Chapel\Level 1 | \Geography\Oceania\Australia\New South Wales\Sydney Northern\Willoughby\St Leonards | \Organizations\101-NSW Health\8899-NSLHD | RN-000243 | Fire Extinguisher - CO2 | Fire Extinguisher - CO2 - RN03.00.002 | \Classifications\Specification Class\Building Equipment\Fire Protection\Fire Protection Specialities\Fire Extinguishers\CO2 | Fire Suppression, Portable Fire Extinguisher, Carbon Dioxide | FS-PFE-CD | \Classifications\Specification Class\VBIS\FS - Fire Suppression\FS-PFE - Portable Fire Extinguisher\FS-PFE-CD - Carbon Dioxide |  | FIREBOX | 5.0kg |  |  | RN-000243 | [6 empty] | 2023-07-25 | 2 - Normal | 2 - Good | 2 - Medium |  | 2 - Normal | Statutory | Preventive | High |  |  | 12y0M
728 | Royal North Shore Hospital | RN03 - Chapel | Level 1 | RN03.00.002 | \Locations\Royal North Shore Hospital\RN03 - Chapel\Level 1 | \Geography\Oceania\Australia\New South Wales\Sydney Northern\Willoughby\St Leonards | \Organizations\101-NSW Health\8899-NSLHD | RN-000242 | Fire Extinguisher - ABE Powder | Fire Extinguisher - ABE Powder - RN03.00.002 | \Classifications\Specification Class\Building Equipment\Fire Protection\Fire Protection Specialities\Fire Extinguishers\Powder | Fire Suppression, Portable Fire Extinguisher, Dry Chemical Powder, ABE | FS-PFE-DCP-ABE | \Classifications\Specification Class\VBIS\FS - Fire Suppression\FS-PFE - Portable Fire Extinguisher\FS-PFE-DCP - Dry Chemical Powder\FS-PFE-DCP-ABE - ABE |  | FIREBOX | 9.0kg |  |  | RN-000242 | [6 empty] | 2023-07-25 | 2 - Normal | 2 - Good | 2 - Medium |  | 2 - Normal | Statutory | Preventive | High |  |  | 8y0M
729 | Royal North Shore Hospital | RN03 - Chapel | Level 1 | RN03.00.002 | \Locations\Royal North Shore Hospital\RN03 - Chapel\Level 1 | \Geography\Oceania\Australia\New South Wales\Sydney Northern\Willoughby\St Leonards | \Organizations\101-NSW Health\8899-NSLHD | RN-000249 | Fire Blanket | Fire Blanket - RN03.00.002 | \Classifications\Specification Class\Building Equipment\Fire Protection\Other Fire Protection Systems\Fire Blankets | Fire Suppression, Fire Blanket | FS-FB | \Classifications\Specification Class\VBIS\FS - Fire Suppression\FS-FB - Fire Blanket |  | UNKNOWN | 1.2m X 1.8m |  |  | RN-000249 | [6 empty] | 2023-07-25 | 2 - Normal | 2 - Good | 2 - Medium |  | 2 - Normal | Statutory | Preventive | High |  |  | 8y0M
730 | Royal North Shore Hospital | RN03 - Chapel | Level 1 | RN03.00.006 | \Locations\Royal North Shore Hospital\RN03 - Chapel\Level 1 | \Geography\Oceania\Australia\New South Wales\Sydney Northern\Willoughby\St Leonards | \Organizations\101-NSW Health\8899-NSLHD | RN-000250 | Fire Extinguisher - CO2 | Fire Extinguisher - CO2 - RN03.00.006 | \Classifications\Specification Class\Building Equipment\Fire Protection\Fire Protection Specialities\Fire Extinguishers\CO2 | Fire Suppression, Portable Fire Extinguisher, Carbon Dioxide | FS-PFE-CD | \Classifications\Specification Class\VBIS\FS - Fire Suppression\FS-PFE - Portable Fire Extinguisher\FS-PFE-CD - Carbon Dioxide |  | UNKNOWN | 3.5kg |  |  | RN-000250 | [5 empty] | External | 2023-07-25 | 2 - Normal | 2 - Good | 2 - Medium |  | 2 - Normal | Statutory | Preventive | High |  |  | 12y0M
731 | Royal North Shore Hospital | RN30 - Building 30 | Level 1 | RN30.01.041 | \Locations\Royal North Shore Hospital\RN30 - Building 30\Level 1 | \Geography\Oceania\Australia\New South Wales\Sydney Northern\Willoughby\St Leonards | \Organizations\101-NSW Health\8899-NSLHD | RN-000501 | Emergency Exit Sign | Emergency Exit Sign - RN30.01.041 | \Classifications\Specification Class\Building Equipment\Electrical\Other Electrical Systems\Emergency Light & Power Systems\Emergency Evacuation Lighting | Electrical Lighting, Emergency Lighting, Testing | EL-EL-Te | \Classifications\Specification Class\VBIS\EL - Electrical Lighting\EL-EL - Emergency Lighting\EL-EL-Te - Testing |  | EKTOR | 24m |  |  | RN-000501 | [6 empty] | 2023-07-25 | 2 - Normal | 2 - Good | 2 - Medium |  | 2 - Normal | Statutory | Preventive | High |  |  | 20y0M
732 | Royal North Shore Hospital | RN30 - Building 30 | Level 1 | RN30.01.046 | \Locations\Royal North Shore Hospital\RN30 - Building 30\Level 1 | \Geography\Oceania\Australia\New South Wales\Sydney Northern\Willoughby\St Leonards | \Organizations\101-NSW Health\8899-NSLHD | RN-000503 | Smoke Detector | Smoke Detector - RN30.01.046 | \Classifications\Specification Class\Building Equipment\Fire Protection\Fire Alarm Systems\Smoke Detectors | Fire Detection, Fire Detectors, Smoke | FD-FD-Sm | \Classifications\Specification Class\VBIS\FD - Fire Detection\FD-FD - Fire Detectors\FD-FD-Sm - Smoke |  | UNKNOWN |  |  | 1929313 | RN-000503 | [6 empty] | 2023-07-25 | 2 - Normal | 2 - Good | 2 - Medium |  | 2 - Normal | Statutory | Preventive | High |  |  | 16y0M
733 | Royal North Shore Hospital | RN03 - Chapel | Level 1 | RN03.00.001 | \Locations\Royal North Shore Hospital\RN03 - Chapel\Level 1 | \Geography\Oceania\Australia\New South Wales\Sydney Northern\Willoughby\St Leonards | \Organizations\101-NSW Health\8899-NSLHD | RN-000237 | Backflow Prevention Device - DCV | Backflow Prevention Device - DCV - RN03.00.001 | \Classifications\Specification Class\Building Equipment\Plumbing\Domestic Water Distribution\Backflow Prevention Devices\Double Check-Valve (DCV) | Hydraulics, Valves, Backflow Prevention, Double Check Valve Assembly | HY-Va-BP-DCVA | \Classifications\Specification Class\VBIS\HY - Hydraulics\HY-Va - Valves\HY-Va-BP - Backflow Prevention\HY-Va-BP-DCVA - Double Check Valve Assembly |  | CALEFH | DN100 |  |  | RN-000237 | [5 empty] | External | 2023-07-25 | 2 - Normal | 2 - Good | 2 - Medium |  | 2 - Normal | Statutory | Preventive | High |  |  | 12y0M
734 | Royal North Shore Hospital | RN30 - Building 30 | Level 1 | RN30.01.041 | \Locations\Royal North Shore Hospital\RN30 - Building 30\Level 1 | \Geography\Oceania\Australia\New South Wales\Sydney Northern\Willoughby\St Leonards | \Organizations\101-NSW Health\8899-NSLHD | RN-000505 | Smoke Detector | Smoke Detector - RN30.01.041 | \Classifications\Specification Class\Building Equipment\Fire Protection\Fire Alarm Systems\Smoke Detectors | Fire Detection, Fire Detectors, Smoke | FD-FD-Sm | \Classifications\Specification Class\VBIS\FD - Fire Detection\FD-FD - Fire Detectors\FD-FD-Sm - Smoke |  | UNKNOWN |  |  | 1929314 | RN-000505 | [6 empty] | 2023-07-25 | 2 - Normal | 2 - Good | 2 - Medium |  | 2 - Normal | Statutory | Preventive | High |  |  | 16y0M
735 | Royal North Shore Hospital | RN30 - Building 30 | Level 1 | RN30.01.043 | \Locations\Royal North Shore Hospital\RN30 - Building 30\Level 1 | \Geography\Oceania\Australia\New South Wales\Sydney Northern\Willoughby\St Leonards | \Organizations\101-NSW Health\8899-NSLHD | RN-000508 | Smoke Detector | Smoke Detector - RN30.01.043 | \Classifications\Specification Class\Building Equipment\Fire Protection\Fire Alarm Systems\Smoke Detectors | Fire Detection, Fire Detectors, Smoke | FD-FD-Sm | \Classifications\Specification Class\VBIS\FD - Fire Detection\FD-FD - Fire Detectors\FD-FD-Sm - Smoke |  | UNKNOWN |  |  | 1929318 | RN-000508 | [6 empty] | 2023-07-25 | 2 - Normal | 2 - Good | 2 - Medium |  | 2 - Normal | Statutory | Preventive | High |  |  | 16y0M
736 | Royal North Shore Hospital | RN30 - Building 30 | Level 1 | RN30.01.042 | \Locations\Royal North Shore Hospital\RN30 - Building 30\Level 1 | \Geography\Oceania\Australia\New South Wales\Sydney Northern\Willoughby\St Leonards | \Organizations\101-NSW Health\8899-NSLHD | RN-000509 | Smoke Detector | Smoke Detector - RN30.01.042 | \Classifications\Specification Class\Building Equipment\Fire Protection\Fire Alarm Systems\Smoke Detectors | Fire Detection, Fire Detectors, Smoke | FD-FD-Sm | \Classifications\Specification Class\VBIS\FD - Fire Detection\FD-FD - Fire Detectors\FD-FD-Sm - Smoke |  | UNKNOWN |  |  | 1756838 | RN-000509 | [6 empty] | 2023-07-25 | 2 - Normal | 2 - Good | 2 - Medium |  | 2 - Normal | Statutory | Preventive | High |  |  | 16y0M
737 | Royal North Shore Hospital | RN30 - Building 30 | Level 1 | RN30.01.035 | \Locations\Royal North Shore Hospital\RN30 - Building 30\Level 1 | \Geography\Oceania\Australia\New South Wales\Sydney Northern\Willoughby\St Leonards | \Organizations\101-NSW Health\8899-NSLHD | RN-000512 | Smoke Detector | Smoke Detector - RN30.01.035 | \Classifications\Specification Class\Building Equipment\Fire Protection\Fire Alarm Systems\Smoke Detectors | Fire Detection, Fire Detectors, Smoke | FD-FD-Sm | \Classifications\Specification Class\VBIS\FD - Fire Detection\FD-FD - Fire Detectors\FD-FD-Sm - Smoke |  | UNKNOWN |  |  |  | RN-000512 | [6 empty] | 2023-07-25 | 2 - Normal | 2 - Good | 2 - Medium |  | 2 - Normal | Statutory | Preventive | High |  |  | 16y0M
738 | Royal North Shore Hospital | RN30 - Building 30 | Level 1 | RN30.01.036 | \Locations\Royal North Shore Hospital\RN30 - Building 30\Level 1 | \Geography\Oceania\Australia\New South Wales\Sydney Northern\Willoughby\St Leonards | \Organizations\101-NSW Health\8899-NSLHD | RN-000513 | Smoke Detector | Smoke Detector - RN30.01.036 | \Classifications\Specification Class\Building Equipment\Fire Protection\Fire Alarm Systems\Smoke Detectors | Fire Detection, Fire Detectors, Smoke | FD-FD-Sm | \Classifications\Specification Class\VBIS\FD - Fire Detection\FD-FD - Fire Detectors\FD-FD-Sm - Smoke |  | UNKNOWN |  |  | 1756839 | RN-000513 | [6 empty] | 2023-07-25 | 2 - Normal | 2 - Good | 2 - Medium |  | 2 - Normal | Statutory | Preventive | High |  |  | 16y0M
739 | Royal North Shore Hospital | RN30 - Building 30 | Level 1 | RN30.01.037 | \Locations\Royal North Shore Hospital\RN30 - Building 30\Level 1 | \Geography\Oceania\Australia\New South Wales\Sydney Northern\Willoughby\St Leonards | \Organizations\101-NSW Health\8899-NSLHD | RN-000515 | Smoke Detector | Smoke Detector - RN30.01.037 | \Classifications\Specification Class\Building Equipment\Fire Protection\Fire Alarm Systems\Smoke Detectors | Fire Detection, Fire Detectors, Smoke | FD-FD-Sm | \Classifications\Specification Class\VBIS\FD - Fire Detection\FD-FD - Fire Detectors\FD-FD-Sm - Smoke |  | UNKNOWN |  |  |  | RN-000515 | [6 empty] | 2023-07-25 | 2 - Normal | 2 - Good | 2 - Medium |  | 2 - Normal | Statutory | Preventive | High |  |  | 16y0M
740 | Royal North Shore Hospital | RN30 - Building 30 | Level 1 | RN30.01.038 | \Locations\Royal North Shore Hospital\RN30 - Building 30\Level 1 | \Geography\Oceania\Australia\New South Wales\Sydney Northern\Willoughby\St Leonards | \Organizations\101-NSW Health\8899-NSLHD | RN-000516 | Smoke Detector | Smoke Detector - RN30.01.038 | \Classifications\Specification Class\Building Equipment\Fire Protection\Fire Alarm Systems\Smoke Detectors | Fire Detection, Fire Detectors, Smoke | FD-FD-Sm | \Classifications\Specification Class\VBIS\FD - Fire Detection\FD-FD - Fire Detectors\FD-FD-Sm - Smoke |  | UNKNOWN |  |  | 1756840 | RN-000516 | [6 empty] | 2023-07-25 | 2 - Normal | 2 - Good | 2 - Medium |  | 2 - Normal | Statutory | Preventive | High |  |  | 16y0M
741 | Royal North Shore Hospital | RN30 - Building 30 | Level 1 | RN30.01.041 | \Locations\Royal North Shore Hospital\RN30 - Building 30\Level 1 | \Geography\Oceania\Australia\New South Wales\Sydney Northern\Willoughby\St Leonards | \Organizations\101-NSW Health\8899-NSLHD | RN-000520 | Fire Extinguisher - CO2 | Fire Extinguisher - CO2 - RN30.01.041 | \Classifications\Specification Class\Building Equipment\Fire Protection\Fire Protection Specialities\Fire Extinguishers\CO2 | Fire Suppression, Portable Fire Extinguisher, Carbon Dioxide | FS-PFE-CD | \Classifications\Specification Class\VBIS\FS - Fire Suppression\FS-PFE - Portable Fire Extinguisher\FS-PFE-CD - Carbon Dioxide |  | AMPAC | 3.5kg |  |  | RN-000520 | [6 empty] | 2023-07-25 | 2 - Normal | 2 - Good | 2 - Medium |  | 2 - Normal | Statutory | Preventive | High |  |  | 12y0M
742 | Royal North Shore Hospital | RN30 - Building 30 | Level 1 | RN30.01.041 | \Locations\Royal North Shore Hospital\RN30 - Building 30\Level 1 | \Geography\Oceania\Australia\New South Wales\Sydney Northern\Willoughby\St Leonards | \Organizations\101-NSW Health\8899-NSLHD | RN-000521 | Emergency Exit Sign | Emergency Exit Sign - RN30.01.041 | \Classifications\Specification Class\Building Equipment\Electrical\Other Electrical Systems\Emergency Light & Power Systems\Emergency Evacuation Lighting | Electrical Lighting, Emergency Lighting, Testing | EL-EL-Te | \Classifications\Specification Class\VBIS\EL - Electrical Lighting\EL-EL - Emergency Lighting\EL-EL-Te - Testing |  | EKTOR | 24m |  | 1754855 | RN-000521 | [6 empty] | 2023-07-25 | 2 - Normal | 2 - Good | 2 - Medium |  | 2 - Normal | Statutory | Preventive | High |  |  | 20y0M
743 | Royal North Shore Hospital | RN30 - Building 30 | Level 1 | RN30.01.041 | \Locations\Royal North Shore Hospital\RN30 - Building 30\Level 1 | \Geography\Oceania\Australia\New South Wales\Sydney Northern\Willoughby\St Leonards | \Organizations\101-NSW Health\8899-NSLHD | RN-000524 | Emergency Light | Emergency Light - RN30.01.041 | \Classifications\Specification Class\Building Equipment\Electrical\Other Electrical Systems\Emergency Light & Power Systems\Emergency Evacuation Lighting | Electrical Lighting, Emergency Lighting, Testing | EL-EL-Te | \Classifications\Specification Class\VBIS\EL - Electrical Lighting\EL-EL - Emergency Lighting\EL-EL-Te - Testing |  | UNKNOWN |  |  |  | RN-000524 | [6 empty] | 2023-07-25 | 2 - Normal | 2 - Good | 2 - Medium |  | 2 - Normal | Statutory | Preventive | High |  |  | 20y0M
744 | Royal North Shore Hospital | RN30 - Building 30 | Level 1 | RN30.01.041 | \Locations\Royal North Shore Hospital\RN30 - Building 30\Level 1 | \Geography\Oceania\Australia\New South Wales\Sydney Northern\Willoughby\St Leonards | \Organizations\101-NSW Health\8899-NSLHD | RN-000525 | Smoke Detector | Smoke Detector - RN30.01.041 | \Classifications\Specification Class\Building Equipment\Fire Protection\Fire Alarm Systems\Smoke Detectors | Fire Detection, Fire Detectors, Smoke | FD-FD-Sm | \Classifications\Specification Class\VBIS\FD - Fire Detection\FD-FD - Fire Detectors\FD-FD-Sm - Smoke |  | UNKNOWN |  |  | 1756834 | RN-000525 | [6 empty] | 2023-07-25 | 2 - Normal | 2 - Good | 2 - Medium |  | 2 - Normal | Statutory | Preventive | High |  |  | 16y0M
745 | Royal North Shore Hospital | RN30 - Building 30 | Level 1 | RN30.01.033 | \Locations\Royal North Shore Hospital\RN30 - Building 30\Level 1 | \Geography\Oceania\Australia\New South Wales\Sydney Northern\Willoughby\St Leonards | \Organizations\101-NSW Health\8899-NSLHD | RN-000529 | Smoke Detector | Smoke Detector - RN30.01.033 | \Classifications\Specification Class\Building Equipment\Fire Protection\Fire Alarm Systems\Smoke Detectors | Fire Detection, Fire Detectors, Smoke | FD-FD-Sm | \Classifications\Specification Class\VBIS\FD - Fire Detection\FD-FD - Fire Detectors\FD-FD-Sm - Smoke |  | UNKNOWN |  |  |  | RN-000529 | [6 empty] | 2023-07-25 | 2 - Normal | 2 - Good | 2 - Medium |  | 2 - Normal | Statutory | Preventive | High |  |  | 16y0M
746 | Royal North Shore Hospital | RN30 - Building 30 | Level 1 | RN30.01.015 | \Locations\Royal North Shore Hospital\RN30 - Building 30\Level 1 | \Geography\Oceania\Australia\New South Wales\Sydney Northern\Willoughby\St Leonards | \Organizations\101-NSW Health\8899-NSLHD | RN-000539 | Smoke Detector | Smoke Detector - RN30.01.015 | \Classifications\Specification Class\Building Equipment\Fire Protection\Fire Alarm Systems\Smoke Detectors | Fire Detection, Fire Detectors, Smoke | FD-FD-Sm | \Classifications\Specification Class\VBIS\FD - Fire Detection\FD-FD - Fire Detectors\FD-FD-Sm - Smoke |  | UNKNOWN |  |  |  | RN-000539 | [6 empty] | 2023-07-25 | 2 - Normal | 2 - Good | 2 - Medium |  | 2 - Normal | Statutory | Preventive | High |  |  | 16y0M
747 | Royal North Shore Hospital | RN36 - Building 36 | Level 5 | RN36.05.025 | \Locations\Royal North Shore Hospital\RN36 - Building 36\Level 5 | \Geography\Oceania\Australia\New South Wales\Sydney Northern\Willoughby\St Leonards | \Organizations\101-NSW Health\8899-NSLHD | RN-001670 | Air Conditioner - Split System Indoor Unit | Air Conditioner - Split System Indoor Unit - RN36.05.025 | \Classifications\Specification Class\Building Equipment\HVAC\Terminal & Package Units\Package Units\Split Systems | Mechanical, Air Conditioning Unit | ME-ACU | \Classifications\Specification Class\VBIS\ME - Mechanical\ME-ACU - Air Conditioning Unit |  | PANASONIC | CS-RZ25TKR | Inverter | 4914701103 | RN-001670 |  |  |  |  | 2017-07-01 |  | 2023-07-25 | 2 - Normal | 2 - Good | 2 - Medium |  | 2 - Normal | Statutory | Preventive | Medium |  |  | 3y10M
748 | Royal North Shore Hospital | RN36 - Building 36 | Level 1 | RN36.01.025 | \Locations\Royal North Shore Hospital\RN36 - Building 36\Level 1 | \Geography\Oceania\Australia\New South Wales\Sydney Northern\Willoughby\St Leonards | \Organizations\101-NSW Health\8899-NSLHD | RN-001669 | Smoke Detector | Smoke Detector - RN36.01.025 | \Classifications\Specification Class\Building Equipment\Fire Protection\Fire Alarm Systems\Smoke Detectors | Fire Detection, Fire Detectors, Smoke | FD-FD-Sm | \Classifications\Specification Class\VBIS\FD - Fire Detection\FD-FD - Fire Detectors\FD-FD-Sm - Smoke |  | UNKNOWN |  |  |  | RN-001669 | [6 empty] | 2023-07-25 | 2 - Normal | 2 - Good | 2 - Medium |  | 2 - Normal | Statutory | Preventive | High |  |  | 16y0M
749 | Royal North Shore Hospital | RN36 - Building 36 | Level 1 | RN36.01.001 | \Locations\Royal North Shore Hospital\RN36 - Building 36\Level 1\RN36.01.001 Stairs | \Geography\Oceania\Australia\New South Wales\Sydney Northern\Willoughby\St Leonards | \Organizations\101-NSW Health\8899-NSLHD | RN-001657 | Fire Hydrant - Internal Landing Valve | Fire Hydrant - Internal Landing Valve - RN36.01.001 | \Classifications\Specification Class\Building Equipment\Fire Protection\Hydrants | Fire Suppression, Fire Hydrant, Internal Landing Valve | FS-FH-ILV | \Classifications\Specification Class\VBIS\FS - Fire Suppression\FS-FH - Fire Hydrant\FS-FH-ILV - Internal Landing Valve |  | UNKNOWN |  |  |  | RN-001657 | [6 empty] | 2023-07-25 | 2 - Normal | 2 - Good | 2 - Medium |  | 2 - Normal | Statutory | Preventive | High |  |  | 20y0M
750 | Royal North Shore Hospital | RN36 - Building 36 | Level 1 | RN36.01.001 | \Locations\Royal North Shore Hospital\RN36 - Building 36\Level 1\RN36.01.001 Stairs | \Geography\Oceania\Australia\New South Wales\Sydney Northern\Willoughby\St Leonards | \Organizations\101-NSW Health\8899-NSLHD | RN-001654 | Fire Extinguisher - CO2 | Fire Extinguisher - CO2 - RN36.01.001 | \Classifications\Specification Class\Building Equipment\Fire Protection\Fire Protection Specialities\Fire Extinguishers\CO2 | Fire Suppression, Portable Fire Extinguisher, Carbon Dioxide | FS-PFE-CD | \Classifications\Specification Class\VBIS\FS - Fire Suppression\FS-PFE - Portable Fire Extinguisher\FS-PFE-CD - Carbon Dioxide |  | AMPAC | 3.5kg |  |  | RN-001654 | [6 empty] | 2023-07-25 | 2 - Normal | 2 - Good | 2 - Medium |  | 2 - Normal | Statutory | Preventive | High |  |  | 12y0M
751 | Royal North Shore Hospital | RN36 - Building 36 | Level 1 | RN36.01.001 | \Locations\Royal North Shore Hospital\RN36 - Building 36\Level 1\RN36.01.001 Stairs | \Geography\Oceania\Australia\New South Wales\Sydney Northern\Willoughby\St Leonards | \Organizations\101-NSW Health\8899-NSLHD | RN-001656 | Fire Hose Reel | Fire Hose Reel - RN36.01.001 | \Classifications\Specification Class\Building Equipment\Fire Protection\Fire Protection Specialities\Fire Hose Reels | Fire Suppression, Fire Hose Reel | FS-FHR | \Classifications\Specification Class\VBIS\FS - Fire Suppression\FS-FHR - Fire Hose Reel |  | FIREGARD |  |  |  | RN-001656 |  |  |  |  | 1980-01-01 |  | 2023-07-25 | 2 - Normal | 2 - Good | 2 - Medium | Expected life could be extended based on the visual condition assessment. | 2 - Normal | Statutory | Preventive | High |  |  | 0y0M
752 | Royal North Shore Hospital | RN36 - Building 36 | Level 1 | RN36.01.003 | \Locations\Royal North Shore Hospital\RN36 - Building 36\Level 1 | \Geography\Oceania\Australia\New South Wales\Sydney Northern\Willoughby\St Leonards | \Organizations\101-NSW Health\8899-NSLHD | RN-001658 | Distribution Board - DB-35.1.1E | Distribution Board - DB-35.1.1E - RN36.01.003 | \Classifications\Specification Class\Building Equipment\Electrical\Electrical Service & Distribution\Distribution Boards | Electrical Power, Switchboard, Main Switch Board | EP-SB-MSB | \Classifications\Specification Class\VBIS\EP - Electrical Power\EP-SB - Switchboard\EP-SB-MSB - Main Switch Board |  | UNKNOWN |  |  |  | RN-001658 | [6 empty] | 2023-07-25 | 2 - Normal | 2 - Good | 3 - High |  | 2 - Normal | Statutory | Preventive | High |  |  | 20y0M | [9 empty] | 6 RCDs
753 | Royal North Shore Hospital | RN36 - Building 36 | Level 1 | RN36.01.003 | \Locations\Royal North Shore Hospital\RN36 - Building 36\Level 1 | \Geography\Oceania\Australia\New South Wales\Sydney Northern\Willoughby\St Leonards | \Organizations\101-NSW Health\8899-NSLHD | RN-001665 | Power Supply | Power Supply - RN36.01.003 | \Classifications\Specification Class\Building Equipment\Electrical\Other Electrical Systems\Power Supplies | Building Management and Control, Power Supply Equipment, Switch Mode Power Supply | BMC-PSE-SMPS | \Classifications\Specification Class\VBIS\BMC - Building Management and Control\BMC-PSE - Power Supply Equipment\BMC-PSE-SMPS - Switch Mode Power Supply |  | TACTICAL TECHNOLOGIES | TPS13-5SiB |  |  | RN-001665 | [6 empty] | 2023-07-25 | 2 - Normal | 2 - Good | 2 - Medium |  | 2 - Normal | Statutory | Preventive | High |  |  | 20y0M
754 | Royal North Shore Hospital | RN36 - Building 36 | Level 1 | RN36.01.003 | \Locations\Royal North Shore Hospital\RN36 - Building 36\Level 1 | \Geography\Oceania\Australia\New South Wales\Sydney Northern\Willoughby\St Leonards | \Organizations\101-NSW Health\8899-NSLHD | RN-001663 | Power Supply | Power Supply - RN36.01.003 | \Classifications\Specification Class\Building Equipment\Electrical\Other Electrical Systems\Power Supplies | Building Management and Control, Power Supply Equipment, Switch Mode Power Supply | BMC-PSE-SMPS | \Classifications\Specification Class\VBIS\BMC - Building Management and Control\BMC-PSE - Power Supply Equipment\BMC-PSE-SMPS - Switch Mode Power Supply |  | UNKNOWN |  |  |  | RN-001663 | [6 empty] | 2023-07-25 | 2 - Normal | 2 - Good | 2 - Medium |  | 2 - Normal | Statutory | Preventive | High |  |  | 20y0M
755 | Royal North Shore Hospital | RN36 - Building 36 | Level 1 | RN36.01.003 | \Locations\Royal North Shore Hospital\RN36 - Building 36\Level 1 | \Geography\Oceania\Australia\New South Wales\Sydney Northern\Willoughby\St Leonards | \Organizations\101-NSW Health\8899-NSLHD | RN-001664 | Power Supply | Power Supply - RN36.01.003 | \Classifications\Specification Class\Building Equipment\Electrical\Other Electrical Systems\Power Supplies | Building Management and Control, Power Supply Equipment, Switch Mode Power Supply | BMC-PSE-SMPS | \Classifications\Specification Class\VBIS\BMC - Building Management and Control\BMC-PSE - Power Supply Equipment\BMC-PSE-SMPS - Switch Mode Power Supply |  | UNKNOWN |  |  |  | RN-001664 | [6 empty] | 2023-07-25 | 2 - Normal | 2 - Good | 2 - Medium |  | 2 - Normal | Statutory | Preventive | High |  |  | 20y0M
756 | Royal North Shore Hospital | RN36 - Building 36 | Level 4 | RN36.04.001 | \Locations\Royal North Shore Hospital\RN36 - Building 36\Level 4\RN36.04.001 Stairs | \Geography\Oceania\Australia\New South Wales\Sydney Northern\Willoughby\St Leonards | \Organizations\101-NSW Health\8899-NSLHD | RN-001667 | Fire Hose Reel | Fire Hose Reel - RN36.04.001 | \Classifications\Specification Class\Building Equipment\Fire Protection\Fire Protection Specialities\Fire Hose Reels | Fire Suppression, Fire Hose Reel | FS-FHR | \Classifications\Specification Class\VBIS\FS - Fire Suppression\FS-FHR - Fire Hose Reel |  | FIREGARD | F50 |  |  | RN-001667 | [6 empty] | 2023-07-25 | 2 - Normal | 2 - Good | 2 - Medium |  | 2 - Normal | Statutory | Preventive | High |  |  | 12y0M
757 | Royal North Shore Hospital | RN36 - Building 36 | Level 4 | RN36.04.001 | \Locations\Royal North Shore Hospital\RN36 - Building 36\Level 4\RN36.04.001 Stairs | \Geography\Oceania\Australia\New South Wales\Sydney Northern\Willoughby\St Leonards | \Organizations\101-NSW Health\8899-NSLHD | RN-001666 | Fire Hydrant - Internal Landing Valve | Fire Hydrant - Internal Landing Valve - RN36.04.001 | \Classifications\Specification Class\Building Equipment\Fire Protection\Hydrants | Fire Suppression, Fire Hydrant, Internal Landing Valve | FS-FH-ILV | \Classifications\Specification Class\VBIS\FS - Fire Suppression\FS-FH - Fire Hydrant\FS-FH-ILV - Internal Landing Valve |  | UNKNOWN |  |  |  | RN-001666 | [6 empty] | 2023-07-25 | 2 - Normal | 2 - Good | 2 - Medium |  | 2 - Normal | Statutory | Preventive | High |  |  | 20y0M
758 | Royal North Shore Hospital | RN36 - Building 36 | Level 4 | RN36.04.001 | \Locations\Royal North Shore Hospital\RN36 - Building 36\Level 4\RN36.04.001 Stairs | \Geography\Oceania\Australia\New South Wales\Sydney Northern\Willoughby\St Leonards | \Organizations\101-NSW Health\8899-NSLHD | RN-001668 | Fire Extinguisher - CO2 | Fire Extinguisher - CO2 - RN36.04.001 | \Classifications\Specification Class\Building Equipment\Fire Protection\Fire Protection Specialities\Fire Extinguishers\CO2 | Fire Suppression, Portable Fire Extinguisher, Carbon Dioxide | FS-PFE-CD | \Classifications\Specification Class\VBIS\FS - Fire Suppression\FS-PFE - Portable Fire Extinguisher\FS-PFE-CD - Carbon Dioxide |  | AMPAC | 3.5kg |  |  | RN-001668 | [6 empty] | 2023-07-25 | 2 - Normal | 2 - Good | 2 - Medium |  | 2 - Normal | Statutory | Preventive | High |  |  | 12y0M
759 | Royal North Shore Hospital | RN36 - Building 36 | Level 4 | RN36.04.001 | \Locations\Royal North Shore Hospital\RN36 - Building 36\Level 4\RN36.04.001 Stairs | \Geography\Oceania\Australia\New South Wales\Sydney Northern\Willoughby\St Leonards | \Organizations\101-NSW Health\8899-NSLHD | RN-001701 | Smoke Detector | Smoke Detector - RN36.04.001 | \Classifications\Specification Class\Building Equipment\Fire Protection\Fire Alarm Systems\Smoke Detectors | Fire Detection, Fire Detectors, Smoke | FD-FD-Sm | \Classifications\Specification Class\VBIS\FD - Fire Detection\FD-FD - Fire Detectors\FD-FD-Sm - Smoke |  | UNKNOWN |  |  |  | RN-001701 | [6 empty] | 2023-07-25 | 2 - Normal | 2 - Good | 2 - Medium |  | 2 - Normal | Statutory | Preventive | High |  |  | 16y0M
760 | Royal North Shore Hospital | RN36 - Building 36 | Level 4 | RN36.04.001 | \Locations\Royal North Shore Hospital\RN36 - Building 36\Level 4\RN36.04.001 Stairs | \Geography\Oceania\Australia\New South Wales\Sydney Northern\Willoughby\St Leonards | \Organizations\101-NSW Health\8899-NSLHD | RN-001702 | Distribution Board - Emergency Light Test Switch | Distribution Board - Emergency Light Test Switch - RN36.04.001 | \Classifications\Specification Class\Building Equipment\Electrical\Electrical Service & Distribution\Distribution Boards | Electrical Power, Switchboard, Main Switch Board | EP-SB-MSB | \Classifications\Specification Class\VBIS\EP - Electrical Power\EP-SB - Switchboard\EP-SB-MSB - Main Switch Board |  | LEGRAND |  |  |  | RN-001702 | [6 empty] | 2023-07-25 | 2 - Normal | 2 - Good | 3 - High |  | 2 - Normal | Statutory | Preventive | High |  |  | 20y0M
761 | Royal North Shore Hospital | RN36 - Building 36 | Level 4 | RN36.04.001 | \Locations\Royal North Shore Hospital\RN36 - Building 36\Level 4\RN36.04.001 Stairs | \Geography\Oceania\Australia\New South Wales\Sydney Northern\Willoughby\St Leonards | \Organizations\101-NSW Health\8899-NSLHD | RN-001703 | Distribution Board (Sub) - SB35.4.1 | Distribution Board (Sub) - SB35.4.1 - RN36.04.001 | \Classifications\Specification Class\Building Equipment\Electrical\Electrical Service & Distribution\Distribution Boards | Electrical Power, Switchboard, Main Switch Board | EP-SB-MSB | \Classifications\Specification Class\VBIS\EP - Electrical Power\EP-SB - Switchboard\EP-SB-MSB - Main Switch Board |  | EMAIL LIMITED |  |  |  | RN-001703 | [6 empty] | 2023-07-25 | 2 - Normal | 2 - Good | 3 - High |  | 2 - Normal | Statutory | Preventive | High |  |  | 20y0M
762 | Royal North Shore Hospital | RN36 - Building 36 | Level 4 | RN36.04.030 | \Locations\Royal North Shore Hospital\RN36 - Building 36\Level 4 | \Geography\Oceania\Australia\New South Wales\Sydney Northern\Willoughby\St Leonards | \Organizations\101-NSW Health\8899-NSLHD | RN-001704 | Chilled Water/Hot Water Taps | Chilled Water/Hot Water Taps - RN36.04.030 | \Classifications\Specification Class\Food Service Equipment\Chilled Water/Hot Water Taps | Hydraulics, Potable Water Units, Water Filter Unit | HY-PWU-WFU | \Classifications\Specification Class\VBIS\HY - Hydraulics\HY-PWU - Potable Water Units\HY-PWU-WFU - Water Filter Unit |  | ZIP | BC 100/75 | Hydrotap | 2017100502004 | RN-001704 |  |  |  |  | 2017-01-01 |  | 2023-07-25 | 2 - Normal | 2 - Good | 1 - Low |  | 2 - Normal | Statutory | Preventive | Medium |  |  | 3y4M
763 | Royal North Shore Hospital | RN36 - Building 36 | Level 4 | RN36.04.030 | \Locations\Royal North Shore Hospital\RN36 - Building 36\Level 4 | \Geography\Oceania\Australia\New South Wales\Sydney Northern\Willoughby\St Leonards | \Organizations\101-NSW Health\8899-NSLHD | RN-001705 | Air Conditioner - Split System Indoor Unit | Air Conditioner - Split System Indoor Unit - RN36.04.030 | \Classifications\Specification Class\Building Equipment\HVAC\Terminal & Package Units\Package Units\Split Systems | Mechanical, Air Conditioning Unit | ME-ACU | \Classifications\Specification Class\VBIS\ME - Mechanical\ME-ACU - Air Conditioning Unit |  | PANASONIC | CS-RZ25TKR | Inverter | 4914701104 | RN-001705 |  |  |  |  | 2017-01-01 |  | 2023-07-25 | 2 - Normal | 2 - Good | 2 - Medium |  | 2 - Normal | Statutory | Preventive | Medium |  |  | 3y4M
764 | Royal North Shore Hospital | RN36 - Building 36 | Level 4 | RN36.04.003 | \Locations\Royal North Shore Hospital\RN36 - Building 36\Level 4 | \Geography\Oceania\Australia\New South Wales\Sydney Northern\Willoughby\St Leonards | \Organizations\101-NSW Health\8899-NSLHD | RN-001706 | Emergency Exit Sign | Emergency Exit Sign - RN36.04.003 | \Classifications\Specification Class\Building Equipment\Electrical\Other Electrical Systems\Emergency Light & Power Systems\Emergency Evacuation Lighting | Electrical Lighting, Emergency Lighting, Testing | EL-EL-Te | \Classifications\Specification Class\VBIS\EL - Electrical Lighting\EL-EL - Emergency Lighting\EL-EL-Te - Testing |  | CLEVERTRONICS | 24m |  |  | RN-001706 | [6 empty] | 2023-07-25 | 2 - Normal | 2 - Good | 2 - Medium |  | 2 - Normal | Statutory | Preventive | High |  |  | 20y0M
765 | Royal North Shore Hospital | RN36 - Building 36 | Level 4 | RN36.04.001 | \Locations\Royal North Shore Hospital\RN36 - Building 36\Level 4\RN36.04.001 Stairs | \Geography\Oceania\Australia\New South Wales\Sydney Northern\Willoughby\St Leonards | \Organizations\101-NSW Health\8899-NSLHD | RN-001689 | Emergency Light | Emergency Light - RN36.04.001 | \Classifications\Specification Class\Building Equipment\Electrical\Other Electrical Systems\Emergency Light & Power Systems\Emergency Evacuation Lighting | Electrical Lighting, Emergency Lighting, Testing | EL-EL-Te | \Classifications\Specification Class\VBIS\EL - Electrical Lighting\EL-EL - Emergency Lighting\EL-EL-Te - Testing |  | UNKNOWN |  |  |  | RN-001689 | [6 empty] | 2023-07-25 | 2 - Normal | 2 - Good | 2 - Medium |  | 2 - Normal | Statutory | Preventive | High |  |  | 20y0M
766 | Royal North Shore Hospital | RN36 - Building 36 | Level 3 | RN36.03.001 | \Locations\Royal North Shore Hospital\RN36 - Building 36\Level 3\RN36.03.001 Stairs | \Geography\Oceania\Australia\New South Wales\Sydney Northern\Willoughby\St Leonards | \Organizations\101-NSW Health\8899-NSLHD | RN-001707 | Fire Extinguisher - CO2 | Fire Extinguisher - CO2 - RN36.03.001 | \Classifications\Specification Class\Building Equipment\Fire Protection\Fire Protection Specialities\Fire Extinguishers\CO2 | Fire Suppression, Portable Fire Extinguisher, Carbon Dioxide | FS-PFE-CD | \Classifications\Specification Class\VBIS\FS - Fire Suppression\FS-PFE - Portable Fire Extinguisher\FS-PFE-CD - Carbon Dioxide |  | AMPAC | 3.5kg |  |  | RN-001707 | [6 empty] | 2023-07-25 | 2 - Normal | 2 - Good | 2 - Medium |  | 2 - Normal | Statutory | Preventive | High |  |  | 12y0M
767 | Royal North Shore Hospital | RN36 - Building 36 | Level 3 | RN36.03.001 | \Locations\Royal North Shore Hospital\RN36 - Building 36\Level 3\RN36.03.001 Stairs | \Geography\Oceania\Australia\New South Wales\Sydney Northern\Willoughby\St Leonards | \Organizations\101-NSW Health\8899-NSLHD | RN-001708 | Fire Hose Reel | Fire Hose Reel - RN36.03.001 | \Classifications\Specification Class\Building Equipment\Fire Protection\Fire Protection Specialities\Fire Hose Reels | Fire Suppression, Fire Hose Reel | FS-FHR | \Classifications\Specification Class\VBIS\FS - Fire Suppression\FS-FHR - Fire Hose Reel |  | FIREGARD |  |  |  | RN-001708 |  |  |  |  | 1980-01-01 |  | 2023-07-25 | 2 - Normal | 2 - Good | 2 - Medium | Expected life could be extended based on the visual condition assessment. | 2 - Normal | Statutory | Preventive | High |  |  | 0y0M
768 | Royal North Shore Hospital | RN36 - Building 36 | Level 3 | RN36.03.028 | \Locations\Royal North Shore Hospital\RN36 - Building 36\Level 3 | \Geography\Oceania\Australia\New South Wales\Sydney Northern\Willoughby\St Leonards | \Organizations\101-NSW Health\8899-NSLHD | RN-001720 | Air Conditioner - Split System Indoor Unit | Air Conditioner - Split System Indoor Unit - RN36.03.028 | \Classifications\Specification Class\Building Equipment\HVAC\Terminal & Package Units\Package Units\Split Systems | Mechanical, Air Conditioning Unit | ME-ACU | \Classifications\Specification Class\VBIS\ME - Mechanical\ME-ACU - Air Conditioning Unit |  | DAIKIN | FTY25FV1A |  | 907211 | RN-001720 | [6 empty] | 2023-07-25 | 2 - Normal | 2 - Good | 2 - Medium |  | 2 - Normal | Statutory | Preventive | Medium |  |  | 8y0M
769 | Royal North Shore Hospital | RN36 - Building 36 | Level 3 | RN36.03.027 | \Locations\Royal North Shore Hospital\RN36 - Building 36\Level 3 | \Geography\Oceania\Australia\New South Wales\Sydney Northern\Willoughby\St Leonards | \Organizations\101-NSW Health\8899-NSLHD | RN-001709 | Smoke Detector | Smoke Detector - RN36.03.027 | \Classifications\Specification Class\Building Equipment\Fire Protection\Fire Alarm Systems\Smoke Detectors | Fire Detection, Fire Detectors, Smoke | FD-FD-Sm | \Classifications\Specification Class\VBIS\FD - Fire Detection\FD-FD - Fire Detectors\FD-FD-Sm - Smoke |  | UNKNOWN |  |  |  | RN-001709 | [6 empty] | 2023-07-25 | 2 - Normal | 2 - Good | 2 - Medium |  | 2 - Normal | Statutory | Preventive | High |  |  | 16y0M
770 | Royal North Shore Hospital | RN36 - Building 36 | Level 3 | RN36.03.027 | \Locations\Royal North Shore Hospital\RN36 - Building 36\Level 3 | \Geography\Oceania\Australia\New South Wales\Sydney Northern\Willoughby\St Leonards | \Organizations\101-NSW Health\8899-NSLHD | RN-001710 | Air Conditioner - Split System Indoor Unit | Air Conditioner - Split System Indoor Unit - RN36.03.027 | \Classifications\Specification Class\Building Equipment\HVAC\Terminal & Package Units\Package Units\Split Systems | Mechanical, Air Conditioning Unit | ME-ACU | \Classifications\Specification Class\VBIS\ME - Mechanical\ME-ACU - Air Conditioning Unit |  | DAIKIN | FTY25FV1A |  | 907195 | RN-001710 | [6 empty] | 2023-07-25 | 2 - Normal | 2 - Good | 2 - Medium |  | 2 - Normal | Statutory | Preventive | Medium |  |  | 8y0M
771 | Royal North Shore Hospital | RN36 - Building 36 | Level 3 | RN36.03.030 | \Locations\Royal North Shore Hospital\RN36 - Building 36\Level 3 | \Geography\Oceania\Australia\New South Wales\Sydney Northern\Willoughby\St Leonards | \Organizations\101-NSW Health\8899-NSLHD | RN-001711 | Fire Extinguisher - CO2 | Fire Extinguisher - CO2 - RN36.03.030 | \Classifications\Specification Class\Building Equipment\Fire Protection\Fire Protection Specialities\Fire Extinguishers\CO2 | Fire Suppression, Portable Fire Extinguisher, Carbon Dioxide | FS-PFE-CD | \Classifications\Specification Class\VBIS\FS - Fire Suppression\FS-PFE - Portable Fire Extinguisher\FS-PFE-CD - Carbon Dioxide |  | AMPAC | 3.5kg |  |  | RN-001711 | [6 empty] | 2023-07-25 | 2 - Normal | 2 - Good | 2 - Medium |  | 2 - Normal | Statutory | Preventive | High |  |  | 12y0M
772 | Royal North Shore Hospital | RN36 - Building 36 | Level 3 | RN36.03.029 | \Locations\Royal North Shore Hospital\RN36 - Building 36\Level 3 | \Geography\Oceania\Australia\New South Wales\Sydney Northern\Willoughby\St Leonards | \Organizations\101-NSW Health\8899-NSLHD | RN-001719 | Smoke Detector | Smoke Detector - RN36.03.029 | \Classifications\Specification Class\Building Equipment\Fire Protection\Fire Alarm Systems\Smoke Detectors | Fire Detection, Fire Detectors, Smoke | FD-FD-Sm | \Classifications\Specification Class\VBIS\FD - Fire Detection\FD-FD - Fire Detectors\FD-FD-Sm - Smoke |  | UNKNOWN |  |  |  | RN-001719 | [6 empty] | 2023-07-25 | 2 - Normal | 2 - Good | 2 - Medium |  | 2 - Normal | Statutory | Preventive | High |  |  | 16y0M
773 | Royal North Shore Hospital | RN36 - Building 36 | Level 3 | RN36.03.029 | \Locations\Royal North Shore Hospital\RN36 - Building 36\Level 3 | \Geography\Oceania\Australia\New South Wales\Sydney Northern\Willoughby\St Leonards | \Organizations\101-NSW Health\8899-NSLHD | RN-001712 | Air Conditioner - Split System Indoor Unit | Air Conditioner - Split System Indoor Unit - RN36.03.029 | \Classifications\Specification Class\Building Equipment\HVAC\Terminal & Package Units\Package Units\Split Systems | Mechanical, Air Conditioning Unit | ME-ACU | \Classifications\Specification Class\VBIS\ME - Mechanical\ME-ACU - Air Conditioning Unit |  | DAIKIN | FTY25FV1A |  |  | RN-001712 | [6 empty] | 2023-07-25 | 2 - Normal | 2 - Good | 2 - Medium |  | 2 - Normal | Statutory | Preventive | Medium |  |  | 8y0M | [9 empty] | Cannot access manufacturer label
774 | Royal North Shore Hospital | RN36 - Building 36 | Level 3 | RN36.03.004 | \Locations\Royal North Shore Hospital\RN36 - Building 36\Level 3 | \Geography\Oceania\Australia\New South Wales\Sydney Northern\Willoughby\St Leonards | \Organizations\101-NSW Health\8899-NSLHD | RN-001713 | Smoke Detector | Smoke Detector - RN36.03.004 | \Classifications\Specification Class\Building Equipment\Fire Protection\Fire Alarm Systems\Smoke Detectors | Fire Detection, Fire Detectors, Smoke | FD-FD-Sm | \Classifications\Specification Class\VBIS\FD - Fire Detection\FD-FD - Fire Detectors\FD-FD-Sm - Smoke |  | UNKNOWN |  |  |  | RN-001713 | [6 empty] | 2023-07-25 | 2 - Normal | 2 - Good | 2 - Medium |  | 2 - Normal | Statutory | Preventive | High |  |  | 16y0M
775 | Royal North Shore Hospital | RN36 - Building 36 | Level 3 | RN36.03.006 | \Locations\Royal North Shore Hospital\RN36 - Building 36\Level 3 | \Geography\Oceania\Australia\New South Wales\Sydney Northern\Willoughby\St Leonards | \Organizations\101-NSW Health\8899-NSLHD | RN-001718 | Smoke Detector | Smoke Detector - RN36.03.006 | \Classifications\Specification Class\Building Equipment\Fire Protection\Fire Alarm Systems\Smoke Detectors | Fire Detection, Fire Detectors, Smoke | FD-FD-Sm | \Classifications\Specification Class\VBIS\FD - Fire Detection\FD-FD - Fire Detectors\FD-FD-Sm - Smoke |  | UNKNOWN |  |  |  | RN-001718 | [6 empty] | 2023-07-25 | 2 - Normal | 2 - Good | 2 - Medium |  | 2 - Normal | Statutory | Preventive | High |  |  | 16y0M
776 | Royal North Shore Hospital | RN36 - Building 36 | Level 3 | RN36.03.030 | \Locations\Royal North Shore Hospital\RN36 - Building 36\Level 3 | \Geography\Oceania\Australia\New South Wales\Sydney Northern\Willoughby\St Leonards | \Organizations\101-NSW Health\8899-NSLHD | RN-001716 | Smoke Detector | Smoke Detector - RN36.03.030 | \Classifications\Specification Class\Building Equipment\Fire Protection\Fire Alarm Systems\Smoke Detectors | Fire Detection, Fire Detectors, Smoke | FD-FD-Sm | \Classifications\Specification Class\VBIS\FD - Fire Detection\FD-FD - Fire Detectors\FD-FD-Sm - Smoke |  | UNKNOWN |  |  |  | RN-001716 | [6 empty] | 2023-07-25 | 2 - Normal | 2 - Good | 2 - Medium |  | 2 - Normal | Statutory | Preventive | High |  |  | 16y0M
777 | Royal North Shore Hospital | RN36 - Building 36 | Level 3 | RN36.03.030 | \Locations\Royal North Shore Hospital\RN36 - Building 36\Level 3 | \Geography\Oceania\Australia\New South Wales\Sydney Northern\Willoughby\St Leonards | \Organizations\101-NSW Health\8899-NSLHD | RN-001714 | Fire Door - Double Leaf | Fire Door - Double Leaf - RN36.03.030 | \Classifications\Specification Class\Building Equipment\Fire Protection\Fire Protection Specialities\Fire Doors | Structure, Doors Fire Rated | ST-DFR | \Classifications\Specification Class\VBIS\ST - Structure\ST-DFR - Doors Fire Rated |  | WORMALD | FRL -/120/30 |  |  | RN-001714 | [6 empty] | 2023-07-25 | 2 - Normal | 2 - Good | 2 - Medium |  | 2 - Normal | Statutory | Preventive | High |  |  | 20y0M
778 | Royal North Shore Hospital | RN36 - Building 36 | Level 3 | RN36.03.001 | \Locations\Royal North Shore Hospital\RN36 - Building 36\Level 3\RN36.03.001 Stairs | \Geography\Oceania\Australia\New South Wales\Sydney Northern\Willoughby\St Leonards | \Organizations\101-NSW Health\8899-NSLHD | RN-001715 | Smoke Detector | Smoke Detector - RN36.03.001 | \Classifications\Specification Class\Building Equipment\Fire Protection\Fire Alarm Systems\Smoke Detectors | Fire Detection, Fire Detectors, Smoke | FD-FD-Sm | \Classifications\Specification Class\VBIS\FD - Fire Detection\FD-FD - Fire Detectors\FD-FD-Sm - Smoke |  | UNKNOWN |  |  |  | RN-001715 | [6 empty] | 2023-07-25 | 2 - Normal | 2 - Good | 2 - Medium |  | 2 - Normal | Statutory | Preventive | High |  |  | 16y0M
779 | Royal North Shore Hospital | RN36 - Building 36 | Level 3 | RN36.03.001 | \Locations\Royal North Shore Hospital\RN36 - Building 36\Level 3\RN36.03.001 Stairs | \Geography\Oceania\Australia\New South Wales\Sydney Northern\Willoughby\St Leonards | \Organizations\101-NSW Health\8899-NSLHD | RN-001739 | Emergency Exit Sign | Emergency Exit Sign - RN36.03.001 | \Classifications\Specification Class\Building Equipment\Electrical\Other Electrical Systems\Emergency Light & Power Systems\Emergency Evacuation Lighting | Electrical Lighting, Emergency Lighting, Testing | EL-EL-Te | \Classifications\Specification Class\VBIS\EL - Electrical Lighting\EL-EL - Emergency Lighting\EL-EL-Te - Testing |  | UNKNOWN | 24m |  |  | RN-001739 | [6 empty] | 2023-07-25 | 2 - Normal | 2 - Good | 2 - Medium |  | 2 - Normal | Statutory | Preventive | High |  |  | 20y0M
780 | Royal North Shore Hospital | RN36 - Building 36 | Level 3 | RN36.03.001 | \Locations\Royal North Shore Hospital\RN36 - Building 36\Level 3\RN36.03.001 Stairs | \Geography\Oceania\Australia\New South Wales\Sydney Northern\Willoughby\St Leonards | \Organizations\101-NSW Health\8899-NSLHD | RN-001730 | Emergency Exit Sign | Emergency Exit Sign - RN36.03.001 | \Classifications\Specification Class\Building Equipment\Electrical\Other Electrical Systems\Emergency Light & Power Systems\Emergency Evacuation Lighting | Electrical Lighting, Emergency Lighting, Testing | EL-EL-Te | \Classifications\Specification Class\VBIS\EL - Electrical Lighting\EL-EL - Emergency Lighting\EL-EL-Te - Testing |  | CLEVERTRONICS | 24m |  |  | RN-001730 | [6 empty] | 2023-07-25 | 2 - Normal | 2 - Good | 2 - Medium |  | 2 - Normal | Statutory | Preventive | High |  |  | 20y0M
781 | Royal North Shore Hospital | RN36 - Building 36 | Level 3 | RN36.03.036 | \Locations\Royal North Shore Hospital\RN36 - Building 36\Level 3 | \Geography\Oceania\Australia\New South Wales\Sydney Northern\Willoughby\St Leonards | \Organizations\101-NSW Health\8899-NSLHD | RN-001731 | Smoke Detector | Smoke Detector - RN36.03.036 | \Classifications\Specification Class\Building Equipment\Fire Protection\Fire Alarm Systems\Smoke Detectors | Fire Detection, Fire Detectors, Smoke | FD-FD-Sm | \Classifications\Specification Class\VBIS\FD - Fire Detection\FD-FD - Fire Detectors\FD-FD-Sm - Smoke |  | UNKNOWN |  |  |  | RN-001731 | [6 empty] | 2023-07-25 | 2 - Normal | 2 - Good | 2 - Medium |  | 2 - Normal | Statutory | Preventive | High |  |  | 16y0M
782 | Royal North Shore Hospital | RN36 - Building 36 | Level 3 | RN36.03.020 | \Locations\Royal North Shore Hospital\RN36 - Building 36\Level 3 | \Geography\Oceania\Australia\New South Wales\Sydney Northern\Willoughby\St Leonards | \Organizations\101-NSW Health\8899-NSLHD | RN-001736 | Smoke Detector | Smoke Detector - RN36.03.020 | \Classifications\Specification Class\Building Equipment\Fire Protection\Fire Alarm Systems\Smoke Detectors | Fire Detection, Fire Detectors, Smoke | FD-FD-Sm | \Classifications\Specification Class\VBIS\FD - Fire Detection\FD-FD - Fire Detectors\FD-FD-Sm - Smoke |  | UNKNOWN |  |  |  | RN-001736 | [6 empty] | 2023-07-25 | 2 - Normal | 2 - Good | 2 - Medium |  | 2 - Normal | Statutory | Preventive | High |  |  | 16y0M
783 | Royal North Shore Hospital | RN36 - Building 36 | Level 3 | RN36.03.020 | \Locations\Royal North Shore Hospital\RN36 - Building 36\Level 3 | \Geography\Oceania\Australia\New South Wales\Sydney Northern\Willoughby\St Leonards | \Organizations\101-NSW Health\8899-NSLHD | RN-001741 | Emergency Light | Emergency Light - RN36.03.020 | \Classifications\Specification Class\Building Equipment\Electrical\Other Electrical Systems\Emergency Light & Power Systems\Emergency Evacuation Lighting | Electrical Lighting, Emergency Lighting, Testing | EL-EL-Te | \Classifications\Specification Class\VBIS\EL - Electrical Lighting\EL-EL - Emergency Lighting\EL-EL-Te - Testing |  | UNKNOWN |  |  |  | RN-001741 | [6 empty] | 2023-07-25 | 2 - Normal | 2 - Good | 2 - Medium |  | 2 - Normal | Statutory | Preventive | High |  |  | 20y0M
784 | Royal North Shore Hospital | RN36 - Building 36 | Level 3 | RN36.03.003 | \Locations\Royal North Shore Hospital\RN36 - Building 36\Level 3 | \Geography\Oceania\Australia\New South Wales\Sydney Northern\Willoughby\St Leonards | \Organizations\101-NSW Health\8899-NSLHD | RN-001732 | Smoke Detector | Smoke Detector - RN36.03.003 | \Classifications\Specification Class\Building Equipment\Fire Protection\Fire Alarm Systems\Smoke Detectors | Fire Detection, Fire Detectors, Smoke | FD-FD-Sm | \Classifications\Specification Class\VBIS\FD - Fire Detection\FD-FD - Fire Detectors\FD-FD-Sm - Smoke |  | UNKNOWN |  |  |  | RN-001732 | [6 empty] | 2023-07-25 | 2 - Normal | 2 - Good | 2 - Medium |  | 2 - Normal | Statutory | Preventive | High |  |  | 16y0M
785 | Royal North Shore Hospital | RN36 - Building 36 | Level 3 | RN36.03.037 | \Locations\Royal North Shore Hospital\RN36 - Building 36\Level 3 | \Geography\Oceania\Australia\New South Wales\Sydney Northern\Willoughby\St Leonards | \Organizations\101-NSW Health\8899-NSLHD | RN-001738 | Emergency Exit Sign | Emergency Exit Sign - RN36.03.037 | \Classifications\Specification Class\Building Equipment\Electrical\Other Electrical Systems\Emergency Light & Power Systems\Emergency Evacuation Lighting | Electrical Lighting, Emergency Lighting, Testing | EL-EL-Te | \Classifications\Specification Class\VBIS\EL - Electrical Lighting\EL-EL - Emergency Lighting\EL-EL-Te - Testing |  | CLEVERTRONICS | 24m |  |  | RN-001738 | [6 empty] | 2023-07-25 | 2 - Normal | 2 - Good | 2 - Medium |  | 2 - Normal | Statutory | Preventive | High |  |  | 20y0M
786 | Royal North Shore Hospital | RN36 - Building 36 | Level 3 | RN36.03.037 | \Locations\Royal North Shore Hospital\RN36 - Building 36\Level 3 | \Geography\Oceania\Australia\New South Wales\Sydney Northern\Willoughby\St Leonards | \Organizations\101-NSW Health\8899-NSLHD | RN-001734 | Fire Extinguisher - CO2 | Fire Extinguisher - CO2 - RN36.03.037 | \Classifications\Specification Class\Building Equipment\Fire Protection\Fire Protection Specialities\Fire Extinguishers\CO2 | Fire Suppression, Portable Fire Extinguisher, Carbon Dioxide | FS-PFE-CD | \Classifications\Specification Class\VBIS\FS - Fire Suppression\FS-PFE - Portable Fire Extinguisher\FS-PFE-CD - Carbon Dioxide |  | UNKNOWN | 3.5kg |  |  | RN-001734 | [6 empty] | 2023-07-25 | 2 - Normal | 2 - Good | 2 - Medium |  | 2 - Normal | Statutory | Preventive | High |  |  | 12y0M
787 | Royal North Shore Hospital | RN36 - Building 36 | Level 3 | RN36.03.035 | \Locations\Royal North Shore Hospital\RN36 - Building 36\Level 3 | \Geography\Oceania\Australia\New South Wales\Sydney Northern\Willoughby\St Leonards | \Organizations\101-NSW Health\8899-NSLHD | RN-001743 | Mechanical Services Switchboard - MSSB 35.3.1 | Mechanical Services Switchboard - MSSB 35.3.1 - RN36.03.035 | \Classifications\Specification Class\Building Equipment\Electrical\Electrical Service & Distribution\Distribution Boards | Electrical Power, Switchboard, Main Switch Board | EP-SB-MSB | \Classifications\Specification Class\VBIS\EP - Electrical Power\EP-SB - Switchboard\EP-SB-MSB - Main Switch Board |  | UNKNOWN |  |  |  | RN-001743 | [6 empty] | 2023-07-25 | 2 - Normal | 2 - Good | 3 - High |  | 2 - Normal | Statutory | Preventive | High |  |  | 20y0M
788 | Royal North Shore Hospital | RN36 - Building 36 | Level 3 | RN36.03.038 | \Locations\Royal North Shore Hospital\RN36 - Building 36\Level 3 | \Geography\Oceania\Australia\New South Wales\Sydney Northern\Willoughby\St Leonards | \Organizations\101-NSW Health\8899-NSLHD | RN-001748 | Distribution Board (Sub) - SB35.3.2 | Distribution Board (Sub) - SB35.3.2 - RN36.03.038 | \Classifications\Specification Class\Building Equipment\Electrical\Electrical Service & Distribution\Distribution Boards | Electrical Power, Switchboard, Main Switch Board | EP-SB-MSB | \Classifications\Specification Class\VBIS\EP - Electrical Power\EP-SB - Switchboard\EP-SB-MSB - Main Switch Board |  | EMAIL LIMITED |  |  |  | RN-001748 | [6 empty] | 2023-07-25 | 2 - Normal | 2 - Good | 3 - High |  | 2 - Normal | Statutory | Preventive | High |  |  | 20y0M | [9 empty] | Orthopaedic Sub-Board
789 | Royal North Shore Hospital | RN36 - Building 36 | Level 3 | RN36.03.037 | \Locations\Royal North Shore Hospital\RN36 - Building 36\Level 3 | \Geography\Oceania\Australia\New South Wales\Sydney Northern\Willoughby\St Leonards | \Organizations\101-NSW Health\8899-NSLHD | RN-001746 | Air Conditioner - Split System Indoor Unit | Air Conditioner - Split System Indoor Unit - RN36.03.037 | \Classifications\Specification Class\Building Equipment\HVAC\Terminal & Package Units\Package Units\Split Systems | Mechanical, Air Conditioning Unit | ME-ACU | \Classifications\Specification Class\VBIS\ME - Mechanical\ME-ACU - Air Conditioning Unit |  | PANASONIC | CS-RZ25TKR | Inverter | 4914701080 | RN-001746 | [6 empty] | 2023-07-25 | 2 - Normal | 2 - Good | 2 - Medium |  | 2 - Normal | Statutory | Preventive | Medium |  |  | 8y0M
790 | Royal North Shore Hospital | RN30 - Building 30 | Level 1 | RN30.01.015 | \Locations\Royal North Shore Hospital\RN30 - Building 30\Level 1 | \Geography\Oceania\Australia\New South Wales\Sydney Northern\Willoughby\St Leonards | \Organizations\101-NSW Health\8899-NSLHD | RN-000540 | Emergency Light | Emergency Light - RN30.01.015 | \Classifications\Specification Class\Building Equipment\Electrical\Other Electrical Systems\Emergency Light & Power Systems\Emergency Evacuation Lighting | Electrical Lighting, Emergency Lighting, Testing | EL-EL-Te | \Classifications\Specification Class\VBIS\EL - Electrical Lighting\EL-EL - Emergency Lighting\EL-EL-Te - Testing |  | UNKNOWN |  |  |  | RN-000540 | [6 empty] | 2023-07-25 | 2 - Normal | 2 - Good | 2 - Medium |  | 2 - Normal | Statutory | Preventive | High |  |  | 20y0M
791 | Royal North Shore Hospital | RN30 - Building 30 | Level 1 | RN30.01.034 | \Locations\Royal North Shore Hospital\RN30 - Building 30\Level 1 | \Geography\Oceania\Australia\New South Wales\Sydney Northern\Willoughby\St Leonards | \Organizations\101-NSW Health\8899-NSLHD | RN-000530 | Smoke Detector | Smoke Detector - RN30.01.034 | \Classifications\Specification Class\Building Equipment\Fire Protection\Fire Alarm Systems\Smoke Detectors | Fire Detection, Fire Detectors, Smoke | FD-FD-Sm | \Classifications\Specification Class\VBIS\FD - Fire Detection\FD-FD - Fire Detectors\FD-FD-Sm - Smoke |  | UNKNOWN |  |  |  | RN-000530 | [6 empty] | 2023-07-25 | 2 - Normal | 2 - Good | 2 - Medium |  | 2 - Normal | Statutory | Preventive | High |  |  | 16y0M
792 | Royal North Shore Hospital | RN30 - Building 30 | Level 1 | RN30.01.015 | \Locations\Royal North Shore Hospital\RN30 - Building 30\Level 1 | \Geography\Oceania\Australia\New South Wales\Sydney Northern\Willoughby\St Leonards | \Organizations\101-NSW Health\8899-NSLHD | RN-000531 | Fire Extinguisher - CO2 | Fire Extinguisher - CO2 - RN30.01.015 | \Classifications\Specification Class\Building Equipment\Fire Protection\Fire Protection Specialities\Fire Extinguishers\CO2 | Fire Suppression, Portable Fire Extinguisher, Carbon Dioxide | FS-PFE-CD | \Classifications\Specification Class\VBIS\FS - Fire Suppression\FS-PFE - Portable Fire Extinguisher\FS-PFE-CD - Carbon Dioxide |  | FLAMESTOP | 3.5kg |  | CO35ALH6 | RN-000531 | [6 empty] | 2023-07-25 | 2 - Normal | 2 - Good | 2 - Medium |  | 2 - Normal | Statutory | Preventive | High |  |  | 12y0M
793 | Royal North Shore Hospital | RN30 - Building 30 | Level 1 | RN30.01.001 | \Locations\Royal North Shore Hospital\RN30 - Building 30\Level 1 | \Geography\Oceania\Australia\New South Wales\Sydney Northern\Willoughby\St Leonards | \Organizations\101-NSW Health\8899-NSLHD | RN-000532 | Smoke Detector | Smoke Detector - RN30.01.001 | \Classifications\Specification Class\Building Equipment\Fire Protection\Fire Alarm Systems\Smoke Detectors | Fire Detection, Fire Detectors, Smoke | FD-FD-Sm | \Classifications\Specification Class\VBIS\FD - Fire Detection\FD-FD - Fire Detectors\FD-FD-Sm - Smoke |  | UNKNOWN |  |  |  | RN-000532 | [6 empty] | 2023-07-25 | 2 - Normal | 2 - Good | 2 - Medium |  | 2 - Normal | Statutory | Preventive | High |  |  | 16y0M
794 | Royal North Shore Hospital | RN30 - Building 30 | Level 1 | RN30.01.002 | \Locations\Royal North Shore Hospital\RN30 - Building 30\Level 1 | \Geography\Oceania\Australia\New South Wales\Sydney Northern\Willoughby\St Leonards | \Organizations\101-NSW Health\8899-NSLHD | RN-000533 | Smoke Detector | Smoke Detector - RN30.01.002 | \Classifications\Specification Class\Building Equipment\Fire Protection\Fire Alarm Systems\Smoke Detectors | Fire Detection, Fire Detectors, Smoke | FD-FD-Sm | \Classifications\Specification Class\VBIS\FD - Fire Detection\FD-FD - Fire Detectors\FD-FD-Sm - Smoke |  | UNKNOWN |  |  |  | RN-000533 | [6 empty] | 2023-07-25 | 2 - Normal | 2 - Good | 2 - Medium |  | 2 - Normal | Statutory | Preventive | High |  |  | 16y0M
795 | Royal North Shore Hospital | RN30 - Building 30 | Level 1 | RN30.01.003 | \Locations\Royal North Shore Hospital\RN30 - Building 30\Level 1 | \Geography\Oceania\Australia\New South Wales\Sydney Northern\Willoughby\St Leonards | \Organizations\101-NSW Health\8899-NSLHD | RN-000534 | Smoke Detector | Smoke Detector - RN30.01.003 | \Classifications\Specification Class\Building Equipment\Fire Protection\Fire Alarm Systems\Smoke Detectors | Fire Detection, Fire Detectors, Smoke | FD-FD-Sm | \Classifications\Specification Class\VBIS\FD - Fire Detection\FD-FD - Fire Detectors\FD-FD-Sm - Smoke |  | UNKNOWN |  |  |  | RN-000534 | [6 empty] | 2023-07-25 | 2 - Normal | 2 - Good | 2 - Medium |  | 2 - Normal | Statutory | Preventive | High |  |  | 16y0M
796 | Royal North Shore Hospital | RN30 - Building 30 | Level 1 | RN30.01.003 | \Locations\Royal North Shore Hospital\RN30 - Building 30\Level 1 | \Geography\Oceania\Australia\New South Wales\Sydney Northern\Willoughby\St Leonards | \Organizations\101-NSW Health\8899-NSLHD | RN-000538 | Emergency Exit Sign | Emergency Exit Sign - RN30.01.003 | \Classifications\Specification Class\Building Equipment\Electrical\Other Electrical Systems\Emergency Light & Power Systems\Emergency Evacuation Lighting | Electrical Lighting, Emergency Lighting, Testing | EL-EL-Te | \Classifications\Specification Class\VBIS\EL - Electrical Lighting\EL-EL - Emergency Lighting\EL-EL-Te - Testing |  | UNKNOWN | 24m |  |  | RN-000538 | [6 empty] | 2023-07-25 | 2 - Normal | 4 - Poor | 2 - Medium | Missing SIGNAGE | 2 - Normal | Statutory | Preventive | High |  |  | 5y0M
797 | Royal North Shore Hospital | RN30 - Building 30 | Level 1 | RN30.01.005 | \Locations\Royal North Shore Hospital\RN30 - Building 30\Level 1 | \Geography\Oceania\Australia\New South Wales\Sydney Northern\Willoughby\St Leonards | \Organizations\101-NSW Health\8899-NSLHD | RN-000543 | Smoke Detector | Smoke Detector - RN30.01.005 | \Classifications\Specification Class\Building Equipment\Fire Protection\Fire Alarm Systems\Smoke Detectors | Fire Detection, Fire Detectors, Smoke | FD-FD-Sm | \Classifications\Specification Class\VBIS\FD - Fire Detection\FD-FD - Fire Detectors\FD-FD-Sm - Smoke |  | UNKNOWN |  |  |  | RN-000543 | [6 empty] | 2023-07-25 | 2 - Normal | 2 - Good | 2 - Medium |  | 2 - Normal | Statutory | Preventive | High |  |  | 16y0M
798 | Royal North Shore Hospital | RN30 - Building 30 | Level 1 | RN30.01.006 | \Locations\Royal North Shore Hospital\RN30 - Building 30\Level 1 | \Geography\Oceania\Australia\New South Wales\Sydney Northern\Willoughby\St Leonards | \Organizations\101-NSW Health\8899-NSLHD | RN-000535 | Smoke Detector | Smoke Detector - RN30.01.006 | \Classifications\Specification Class\Building Equipment\Fire Protection\Fire Alarm Systems\Smoke Detectors | Fire Detection, Fire Detectors, Smoke | FD-FD-Sm | \Classifications\Specification Class\VBIS\FD - Fire Detection\FD-FD - Fire Detectors\FD-FD-Sm - Smoke |  | UNKNOWN |  |  |  | RN-000535 | [6 empty] | 2023-07-25 | 2 - Normal | 2 - Good | 2 - Medium |  | 2 - Normal | Statutory | Preventive | High |  |  | 16y0M
799 | Royal North Shore Hospital | RN30 - Building 30 | Level 1 | RN30.01.012 | \Locations\Royal North Shore Hospital\RN30 - Building 30\Level 1 | \Geography\Oceania\Australia\New South Wales\Sydney Northern\Willoughby\St Leonards | \Organizations\101-NSW Health\8899-NSLHD | RN-000536 | Smoke Detector | Smoke Detector - RN30.01.012 | \Classifications\Specification Class\Building Equipment\Fire Protection\Fire Alarm Systems\Smoke Detectors | Fire Detection, Fire Detectors, Smoke | FD-FD-Sm | \Classifications\Specification Class\VBIS\FD - Fire Detection\FD-FD - Fire Detectors\FD-FD-Sm - Smoke |  | UNKNOWN |  |  |  | RN-000536 | [6 empty] | 2023-07-25 | 2 - Normal | 2 - Good | 2 - Medium |  | 2 - Normal | Statutory | Preventive | High |  |  | 16y0M
800 | Royal North Shore Hospital | RN30 - Building 30 | Level 1 | RN30.01.012 | \Locations\Royal North Shore Hospital\RN30 - Building 30\Level 1 | \Geography\Oceania\Australia\New South Wales\Sydney Northern\Willoughby\St Leonards | \Organizations\101-NSW Health\8899-NSLHD | RN-000551 | Emergency Light | Emergency Light - RN30.01.012 | \Classifications\Specification Class\Building Equipment\Electrical\Other Electrical Systems\Emergency Light & Power Systems\Emergency Evacuation Lighting | Electrical Lighting, Emergency Lighting, Testing | EL-EL-Te | \Classifications\Specification Class\VBIS\EL - Electrical Lighting\EL-EL - Emergency Lighting\EL-EL-Te - Testing |  | UNKNOWN |  |  |  | RN-000551 | [6 empty] | 2023-07-25 | 2 - Normal | 2 - Good | 2 - Medium |  | 2 - Normal | Statutory | Preventive | High |  |  | 20y0M
801 | Royal North Shore Hospital | RN30 - Building 30 | Level 1 | RN30.01.012 | \Locations\Royal North Shore Hospital\RN30 - Building 30\Level 1 | \Geography\Oceania\Australia\New South Wales\Sydney Northern\Willoughby\St Leonards | \Organizations\101-NSW Health\8899-NSLHD | RN-000552 | Smoke Detector | Smoke Detector - RN30.01.012 | \Classifications\Specification Class\Building Equipment\Fire Protection\Fire Alarm Systems\Smoke Detectors | Fire Detection, Fire Detectors, Smoke | FD-FD-Sm | \Classifications\Specification Class\VBIS\FD - Fire Detection\FD-FD - Fire Detectors\FD-FD-Sm - Smoke |  | UNKNOWN |  |  |  | RN-000552 | [6 empty] | 2023-07-25 | 2 - Normal | 2 - Good | 2 - Medium |  | 2 - Normal | Statutory | Preventive | High |  |  | 16y0M
802 | Royal North Shore Hospital | RN30 - Building 30 | Level 1 | RN30.01.003 | \Locations\Royal North Shore Hospital\RN30 - Building 30\Level 1 | \Geography\Oceania\Australia\New South Wales\Sydney Northern\Willoughby\St Leonards | \Organizations\101-NSW Health\8899-NSLHD | RN-000558 | Fire Extinguisher - CO2 | Fire Extinguisher - CO2 - RN30.01.003 | \Classifications\Specification Class\Building Equipment\Fire Protection\Fire Protection Specialities\Fire Extinguishers\CO2 | Fire Suppression, Portable Fire Extinguisher, Carbon Dioxide | FS-PFE-CD | \Classifications\Specification Class\VBIS\FS - Fire Suppression\FS-PFE - Portable Fire Extinguisher\FS-PFE-CD - Carbon Dioxide |  | FLAMESTOP | 3.5kg |  |  | RN-000558 | [6 empty] | 2023-07-25 | 2 - Normal | 2 - Good | 2 - Medium |  | 2 - Normal | Statutory | Preventive | High |  |  | 12y0M
803 | Royal North Shore Hospital | RN30 - Building 30 | Level 1 | RN30.01.003 | \Locations\Royal North Shore Hospital\RN30 - Building 30\Level 1 | \Geography\Oceania\Australia\New South Wales\Sydney Northern\Willoughby\St Leonards | \Organizations\101-NSW Health\8899-NSLHD | RN-000559 | Distribution Board (Sub) - SB30.1.1 | Distribution Board (Sub) - SB30.1.1 - RN30.01.003 | \Classifications\Specification Class\Building Equipment\Electrical\Electrical Service & Distribution\Distribution Boards | Electrical Power, Switchboard, Main Switch Board | EP-SB-MSB | \Classifications\Specification Class\VBIS\EP - Electrical Power\EP-SB - Switchboard\EP-SB-MSB - Main Switch Board |  | EMAIL LIMITED |  |  |  | RN-000559 | [6 empty] | 2023-07-25 | 2 - Normal | 2 - Good | 3 - High |  | 2 - Normal | Statutory | Preventive | High |  |  | 20y0M | [9 empty] | 23 RCDs
804 | Royal North Shore Hospital | RN30 - Building 30 | Level 1 | RN30.01.014 | \Locations\Royal North Shore Hospital\RN30 - Building 30\Level 1 | \Geography\Oceania\Australia\New South Wales\Sydney Northern\Willoughby\St Leonards | \Organizations\101-NSW Health\8899-NSLHD | RN-000562 | Smoke Detector | Smoke Detector - RN30.01.014 | \Classifications\Specification Class\Building Equipment\Fire Protection\Fire Alarm Systems\Smoke Detectors | Fire Detection, Fire Detectors, Smoke | FD-FD-Sm | \Classifications\Specification Class\VBIS\FD - Fire Detection\FD-FD - Fire Detectors\FD-FD-Sm - Smoke |  | UNKNOWN |  |  |  | RN-000562 | [6 empty] | 2023-07-25 | 2 - Normal | 2 - Good | 2 - Medium |  | 2 - Normal | Statutory | Preventive | High |  |  | 16y0M
805 | Royal North Shore Hospital | RN30 - Building 30 | Level 1 | RN30.01.012 | \Locations\Royal North Shore Hospital\RN30 - Building 30\Level 1 | \Geography\Oceania\Australia\New South Wales\Sydney Northern\Willoughby\St Leonards | \Organizations\101-NSW Health\8899-NSLHD | RN-000553 | Emergency Exit Sign | Emergency Exit Sign - RN30.01.012 | \Classifications\Specification Class\Building Equipment\Electrical\Other Electrical Systems\Emergency Light & Power Systems\Emergency Evacuation Lighting | Electrical Lighting, Emergency Lighting, Testing | EL-EL-Te | \Classifications\Specification Class\VBIS\EL - Electrical Lighting\EL-EL - Emergency Lighting\EL-EL-Te - Testing |  | WHITE LITE | 24m |  |  | RN-000553 | [6 empty] | 2023-07-25 | 2 - Normal | 2 - Good | 2 - Medium |  | 2 - Normal | Statutory | Preventive | High |  |  | 20y0M
806 | Royal North Shore Hospital | RN30 - Building 30 | Level 1 | RN30.01.014 | \Locations\Royal North Shore Hospital\RN30 - Building 30\Level 1 | \Geography\Oceania\Australia\New South Wales\Sydney Northern\Willoughby\St Leonards | \Organizations\101-NSW Health\8899-NSLHD | RN-000565 | Smoke Detector | Smoke Detector - RN30.01.014 | \Classifications\Specification Class\Building Equipment\Fire Protection\Fire Alarm Systems\Smoke Detectors | Fire Detection, Fire Detectors, Smoke | FD-FD-Sm | \Classifications\Specification Class\VBIS\FD - Fire Detection\FD-FD - Fire Detectors\FD-FD-Sm - Smoke |  | UNKNOWN |  |  |  | RN-000565 | [6 empty] | 2023-07-25 | 2 - Normal | 2 - Good | 2 - Medium |  | 2 - Normal | Statutory | Preventive | High |  |  | 16y0M
807 | Royal North Shore Hospital | RN30 - Building 30 | Level 1 | RN30.01.016 | \Locations\Royal North Shore Hospital\RN30 - Building 30\Level 1 | \Geography\Oceania\Australia\New South Wales\Sydney Northern\Willoughby\St Leonards | \Organizations\101-NSW Health\8899-NSLHD | RN-000566 | Smoke Detector | Smoke Detector - RN30.01.016 | \Classifications\Specification Class\Building Equipment\Fire Protection\Fire Alarm Systems\Smoke Detectors | Fire Detection, Fire Detectors, Smoke | FD-FD-Sm | \Classifications\Specification Class\VBIS\FD - Fire Detection\FD-FD - Fire Detectors\FD-FD-Sm - Smoke |  | UNKNOWN |  |  |  | RN-000566 | [6 empty] | 2023-07-25 | 2 - Normal | 2 - Good | 2 - Medium |  | 2 - Normal | Statutory | Preventive | High |  |  | 16y0M
808 | Royal North Shore Hospital | RN30 - Building 30 | Level 1 | RN30.01.016 | \Locations\Royal North Shore Hospital\RN30 - Building 30\Level 1 | \Geography\Oceania\Australia\New South Wales\Sydney Northern\Willoughby\St Leonards | \Organizations\101-NSW Health\8899-NSLHD | RN-000567 | Smoke Detector | Smoke Detector - RN30.01.016 | \Classifications\Specification Class\Building Equipment\Fire Protection\Fire Alarm Systems\Smoke Detectors | Fire Detection, Fire Detectors, Smoke | FD-FD-Sm | \Classifications\Specification Class\VBIS\FD - Fire Detection\FD-FD - Fire Detectors\FD-FD-Sm - Smoke |  | UNKNOWN |  |  |  | RN-000567 | [6 empty] | 2023-07-25 | 2 - Normal | 2 - Good | 2 - Medium |  | 2 - Normal | Statutory | Preventive | High |  |  | 16y0M
809 | Royal North Shore Hospital | RN30 - Building 30 | Level 1 | RN30.01.016 | \Locations\Royal North Shore Hospital\RN30 - Building 30\Level 1 | \Geography\Oceania\Australia\New South Wales\Sydney Northern\Willoughby\St Leonards | \Organizations\101-NSW Health\8899-NSLHD | RN-000568 | Emergency Light | Emergency Light - RN30.01.016 | \Classifications\Specification Class\Building Equipment\Electrical\Other Electrical Systems\Emergency Light & Power Systems\Emergency Evacuation Lighting | Electrical Lighting, Emergency Lighting, Testing | EL-EL-Te | \Classifications\Specification Class\VBIS\EL - Electrical Lighting\EL-EL - Emergency Lighting\EL-EL-Te - Testing |  | UNKNOWN |  |  |  | RN-000568 | [6 empty] | 2023-07-25 | 2 - Normal | 2 - Good | 2 - Medium |  | 2 - Normal | Statutory | Preventive | High |  |  | 20y0M
810 | Royal North Shore Hospital | RN30 - Building 30 | Level 1 | RN30.01.017 | \Locations\Royal North Shore Hospital\RN30 - Building 30\Level 1 | \Geography\Oceania\Australia\New South Wales\Sydney Northern\Willoughby\St Leonards | \Organizations\101-NSW Health\8899-NSLHD | RN-000569 | Smoke Detector | Smoke Detector - RN30.01.017 | \Classifications\Specification Class\Building Equipment\Fire Protection\Fire Alarm Systems\Smoke Detectors | Fire Detection, Fire Detectors, Smoke | FD-FD-Sm | \Classifications\Specification Class\VBIS\FD - Fire Detection\FD-FD - Fire Detectors\FD-FD-Sm - Smoke |  | UNKNOWN |  |  |  | RN-000569 | [6 empty] | 2023-07-25 | 2 - Normal | 2 - Good | 2 - Medium |  | 2 - Normal | Statutory | Preventive | High |  |  | 16y0M
811 | Royal North Shore Hospital | RN30 - Building 30 | Level 1 | RN30.01.017 | \Locations\Royal North Shore Hospital\RN30 - Building 30\Level 1 | \Geography\Oceania\Australia\New South Wales\Sydney Northern\Willoughby\St Leonards | \Organizations\101-NSW Health\8899-NSLHD | RN-000570 | Emergency Exit Sign | Emergency Exit Sign - RN30.01.017 | \Classifications\Specification Class\Building Equipment\Electrical\Other Electrical Systems\Emergency Light & Power Systems\Emergency Evacuation Lighting | Electrical Lighting, Emergency Lighting, Testing | EL-EL-Te | \Classifications\Specification Class\VBIS\EL - Electrical Lighting\EL-EL - Emergency Lighting\EL-EL-Te - Testing |  | UNKNOWN | 24m |  |  | RN-000570 | [6 empty] | 2023-07-25 | 2 - Normal | 2 - Good | 2 - Medium |  | 2 - Normal | Statutory | Preventive | High |  |  | 20y0M
812 | Royal North Shore Hospital | RN30 - Building 30 | Level 1 | RN30.01.018 | \Locations\Royal North Shore Hospital\RN30 - Building 30\Level 1 | \Geography\Oceania\Australia\New South Wales\Sydney Northern\Willoughby\St Leonards | \Organizations\101-NSW Health\8899-NSLHD | RN-000571 | Fire Extinguisher - CO2 | Fire Extinguisher - CO2 - RN30.01.018 | \Classifications\Specification Class\Building Equipment\Fire Protection\Fire Protection Specialities\Fire Extinguishers\CO2 | Fire Suppression, Portable Fire Extinguisher, Carbon Dioxide | FS-PFE-CD | \Classifications\Specification Class\VBIS\FS - Fire Suppression\FS-PFE - Portable Fire Extinguisher\FS-PFE-CD - Carbon Dioxide |  | AMPAC | 3.5kg |  |  | RN-000571 | [6 empty] | 2023-07-25 | 2 - Normal | 2 - Good | 2 - Medium |  | 2 - Normal | Statutory | Preventive | High |  |  | 12y0M
813 | Royal North Shore Hospital | RN30 - Building 30 | Level 1 | RN30.01.022 | \Locations\Royal North Shore Hospital\RN30 - Building 30\Level 1 | \Geography\Oceania\Australia\New South Wales\Sydney Northern\Willoughby\St Leonards | \Organizations\101-NSW Health\8899-NSLHD | RN-000577 | Smoke Detector | Smoke Detector - RN30.01.022 | \Classifications\Specification Class\Building Equipment\Fire Protection\Fire Alarm Systems\Smoke Detectors | Fire Detection, Fire Detectors, Smoke | FD-FD-Sm | \Classifications\Specification Class\VBIS\FD - Fire Detection\FD-FD - Fire Detectors\FD-FD-Sm - Smoke |  | UNKNOWN |  |  |  | RN-000577 | [6 empty] | 2023-07-25 | 2 - Normal | 2 - Good | 2 - Medium |  | 2 - Normal | Statutory | Preventive | High |  |  | 16y0M
814 | Royal North Shore Hospital | RN30 - Building 30 | Level 1 | RN30.01.022 | \Locations\Royal North Shore Hospital\RN30 - Building 30\Level 1 | \Geography\Oceania\Australia\New South Wales\Sydney Northern\Willoughby\St Leonards | \Organizations\101-NSW Health\8899-NSLHD | RN-000580 | Air Conditioner - Split System Indoor Unit | Air Conditioner - Split System Indoor Unit - RN30.01.022 | \Classifications\Specification Class\Building Equipment\HVAC\Terminal & Package Units\Package Units\Split Systems | Mechanical, Air Conditioning Unit | ME-ACU | \Classifications\Specification Class\VBIS\ME - Mechanical\ME-ACU - Air Conditioning Unit |  | HITACHI | RAS-25YHA3 |  | 2192 | RN-000580 | [6 empty] | 2023-07-25 | 2 - Normal | 2 - Good | 2 - Medium |  | 2 - Normal | Statutory | Preventive | Medium |  |  | 8y0M
815 | Royal North Shore Hospital | RN36 - Building 36 | Level 5 | RN36.05.001 | \Locations\Royal North Shore Hospital\RN36 - Building 36\Level 5\RN36.05.001 Stairs | \Geography\Oceania\Australia\New South Wales\Sydney Northern\Willoughby\St Leonards | \Organizations\101-NSW Health\8899-NSLHD | RN-001647 | Fire Hose Reel | Fire Hose Reel - RN36.05.001 | \Classifications\Specification Class\Building Equipment\Fire Protection\Fire Protection Specialities\Fire Hose Reels | Fire Suppression, Fire Hose Reel | FS-FHR | \Classifications\Specification Class\VBIS\FS - Fire Suppression\FS-FHR - Fire Hose Reel |  | FIREGARD | F50 |  |  | RN-001647 |  |  |  |  | 1980-01-01 |  | 2023-07-25 | 2 - Normal | 2 - Good | 2 - Medium | Expected life could be extended based on the visual condition assessment. | 2 - Normal | Statutory | Preventive | High |  |  | 0y0M
816 | Royal North Shore Hospital | RN36 - Building 36 | Level 5 | RN36.05.001 | \Locations\Royal North Shore Hospital\RN36 - Building 36\Level 5\RN36.05.001 Stairs | \Geography\Oceania\Australia\New South Wales\Sydney Northern\Willoughby\St Leonards | \Organizations\101-NSW Health\8899-NSLHD | RN-001646 | Fire Hydrant - Internal Landing Valve | Fire Hydrant - Internal Landing Valve - RN36.05.001 | \Classifications\Specification Class\Building Equipment\Fire Protection\Hydrants | Fire Suppression, Fire Hydrant, Internal Landing Valve | FS-FH-ILV | \Classifications\Specification Class\VBIS\FS - Fire Suppression\FS-FH - Fire Hydrant\FS-FH-ILV - Internal Landing Valve |  | UNKNOWN |  |  |  | RN-001646 | [6 empty] | 2023-07-25 | 2 - Normal | 2 - Good | 2 - Medium |  | 2 - Normal | Statutory | Preventive | High |  |  | 20y0M
817 | Royal North Shore Hospital | RN36 - Building 36 | Level 5 | RN36.05.001 | \Locations\Royal North Shore Hospital\RN36 - Building 36\Level 5\RN36.05.001 Stairs | \Geography\Oceania\Australia\New South Wales\Sydney Northern\Willoughby\St Leonards | \Organizations\101-NSW Health\8899-NSLHD | RN-001648 | Fire Extinguisher - CO2 | Fire Extinguisher - CO2 - RN36.05.001 | \Classifications\Specification Class\Building Equipment\Fire Protection\Fire Protection Specialities\Fire Extinguishers\CO2 | Fire Suppression, Portable Fire Extinguisher, Carbon Dioxide | FS-PFE-CD | \Classifications\Specification Class\VBIS\FS - Fire Suppression\FS-PFE - Portable Fire Extinguisher\FS-PFE-CD - Carbon Dioxide |  | FLAMESTOP | 3.5kg |  |  | RN-001648 | [6 empty] | 2023-07-25 | 2 - Normal | 2 - Good | 2 - Medium |  | 2 - Normal | Statutory | Preventive | High |  |  | 12y0M
818 | Royal North Shore Hospital | RN36 - Building 36 | Level 5 | RN36.05.001 | \Locations\Royal North Shore Hospital\RN36 - Building 36\Level 5\RN36.05.001 Stairs | \Geography\Oceania\Australia\New South Wales\Sydney Northern\Willoughby\St Leonards | \Organizations\101-NSW Health\8899-NSLHD | RN-001649 | Distribution Board (Sub) - SB35.5.1 | Distribution Board (Sub) - SB35.5.1 - RN36.05.001 | \Classifications\Specification Class\Building Equipment\Electrical\Electrical Service & Distribution\Distribution Boards | Electrical Power, Switchboard, Main Switch Board | EP-SB-MSB | \Classifications\Specification Class\VBIS\EP - Electrical Power\EP-SB - Switchboard\EP-SB-MSB - Main Switch Board |  | UNKNOWN |  |  |  | RN-001649 | [6 empty] | 2023-07-25 | 2 - Normal | 2 - Good | 3 - High |  | 2 - Normal | Statutory | Preventive | High |  |  | 20y0M
819 | Royal North Shore Hospital | RN36 - Building 36 | Level 5 | RN36.05.001 | \Locations\Royal North Shore Hospital\RN36 - Building 36\Level 5\RN36.05.001 Stairs | \Geography\Oceania\Australia\New South Wales\Sydney Northern\Willoughby\St Leonards | \Organizations\101-NSW Health\8899-NSLHD | RN-001650 | Distribution Board - Emergency Light Test Switch | Distribution Board - Emergency Light Test Switch - RN36.05.001 | \Classifications\Specification Class\Building Equipment\Electrical\Electrical Service & Distribution\Distribution Boards | Electrical Power, Switchboard, Main Switch Board | EP-SB-MSB | \Classifications\Specification Class\VBIS\EP - Electrical Power\EP-SB - Switchboard\EP-SB-MSB - Main Switch Board |  | LEGRAND |  |  |  | RN-001650 | [6 empty] | 2023-07-25 | 2 - Normal | 2 - Good | 3 - High |  | 2 - Normal | Statutory | Preventive | High |  |  | 20y0M
820 | Royal North Shore Hospital | RN36 - Building 36 | Level 5 | RN36.05.002 | \Locations\Royal North Shore Hospital\RN36 - Building 36\Level 5\RN36.05.002 Stairs | \Geography\Oceania\Australia\New South Wales\Sydney Northern\Willoughby\St Leonards | \Organizations\101-NSW Health\8899-NSLHD | RN-001651 | Fire Extinguisher - CO2 | Fire Extinguisher - CO2 - RN36.05.002 | \Classifications\Specification Class\Building Equipment\Fire Protection\Fire Protection Specialities\Fire Extinguishers\CO2 | Fire Suppression, Portable Fire Extinguisher, Carbon Dioxide | FS-PFE-CD | \Classifications\Specification Class\VBIS\FS - Fire Suppression\FS-PFE - Portable Fire Extinguisher\FS-PFE-CD - Carbon Dioxide |  | AMPAC | 3.5kg |  |  | RN-001651 | [6 empty] | 2023-07-25 | 2 - Normal | 2 - Good | 2 - Medium |  | 2 - Normal | Statutory | Preventive | High |  |  | 12y0M
821 | Royal North Shore Hospital | RN36 - Building 36 | Level 5 | RN36.05.006 | \Locations\Royal North Shore Hospital\RN36 - Building 36\Level 5 | \Geography\Oceania\Australia\New South Wales\Sydney Northern\Willoughby\St Leonards | \Organizations\101-NSW Health\8899-NSLHD | RN-001652 | Chilled Water/Hot Water Taps | Chilled Water/Hot Water Taps - RN36.05.006 | \Classifications\Specification Class\Food Service Equipment\Chilled Water/Hot Water Taps | Hydraulics, Potable Water Units, Water Filter Unit | HY-PWU-WFU | \Classifications\Specification Class\VBIS\HY - Hydraulics\HY-PWU - Potable Water Units\HY-PWU-WFU - Water Filter Unit |  | ZIP | 2723AU0H0N1C | Hydrotap Commercial Compact 2 |  | RN-001652 | [6 empty] | 2023-07-25 | 2 - Normal | 2 - Good | 1 - Low |  | 2 - Normal | Statutory | Preventive | Medium |  |  | 8y0M
822 | Royal North Shore Hospital | RN36 - Building 36 | Level 1 | RN36.01.022 | \Locations\Royal North Shore Hospital\RN36 - Building 36\Level 1 | \Geography\Oceania\Australia\New South Wales\Sydney Northern\Willoughby\St Leonards | \Organizations\101-NSW Health\8899-NSLHD | RN-001675 | Smoke Detector | Smoke Detector - RN36.01.022 | \Classifications\Specification Class\Building Equipment\Fire Protection\Fire Alarm Systems\Smoke Detectors | Fire Detection, Fire Detectors, Smoke | FD-FD-Sm | \Classifications\Specification Class\VBIS\FD - Fire Detection\FD-FD - Fire Detectors\FD-FD-Sm - Smoke |  | UNKNOWN |  |  |  | RN-001675 | [6 empty] | 2023-07-25 | 2 - Normal | 2 - Good | 2 - Medium |  | 2 - Normal | Statutory | Preventive | High |  |  | 16y0M
823 | Royal North Shore Hospital | RN36 - Building 36 | Level 5 | RN36.05.009 | \Locations\Royal North Shore Hospital\RN36 - Building 36\Level 5 | \Geography\Oceania\Australia\New South Wales\Sydney Northern\Willoughby\St Leonards | \Organizations\101-NSW Health\8899-NSLHD | RN-001653 | Smoke Detector | Smoke Detector - RN36.05.009 | \Classifications\Specification Class\Building Equipment\Fire Protection\Fire Alarm Systems\Smoke Detectors | Fire Detection, Fire Detectors, Smoke | FD-FD-Sm | \Classifications\Specification Class\VBIS\FD - Fire Detection\FD-FD - Fire Detectors\FD-FD-Sm - Smoke |  | UNKNOWN |  |  |  | RN-001653 | [6 empty] | 2023-07-25 | 2 - Normal | 2 - Good | 2 - Medium |  | 2 - Normal | Statutory | Preventive | High |  |  | 16y0M
824 | Royal North Shore Hospital | RN36 - Building 36 | Level 5 | RN36.05.008 | \Locations\Royal North Shore Hospital\RN36 - Building 36\Level 5 | \Geography\Oceania\Australia\New South Wales\Sydney Northern\Willoughby\St Leonards | \Organizations\101-NSW Health\8899-NSLHD | RN-001655 | Smoke Doors - Single Leaf | Smoke Doors - Single Leaf - RN36.05.008 | \Classifications\Specification Class\Building Equipment\Fire Protection\Fire Protection Specialities\Smoke Doors | Structure, Doors Fire Rated | ST-DFR | \Classifications\Specification Class\VBIS\ST - Structure\ST-DFR - Doors Fire Rated |  | UNKNOWN |  |  |  | RN-001655 | [6 empty] | 2023-07-25 | 2 - Normal | 2 - Good | 2 - Medium |  | 2 - Normal | Statutory | Preventive | High |  |  | 20y0M
825 | Royal North Shore Hospital | RN30 - Building 30 | Level 1 | RN30.01.017 | \Locations\Royal North Shore Hospital\RN30 - Building 30\Level 1 | \Geography\Oceania\Australia\New South Wales\Sydney Northern\Willoughby\St Leonards | \Organizations\101-NSW Health\8899-NSLHD | RN-000581 | Smoke Doors - Single Leaf | Smoke Doors - Single Leaf - RN30.01.017 | \Classifications\Specification Class\Building Equipment\Fire Protection\Fire Protection Specialities\Smoke Doors | Structure, Doors Fire Rated | ST-DFR | \Classifications\Specification Class\VBIS\ST - Structure\ST-DFR - Doors Fire Rated |  | UNKNOWN |  |  |  | RN-000581 | [6 empty] | 2023-07-25 | 2 - Normal | 2 - Good | 2 - Medium |  | 2 - Normal | Statutory | Preventive | High |  |  | 20y0M
826 | Royal North Shore Hospital | RN30 - Building 30 | Level 1 | RN30.01.027 | \Locations\Royal North Shore Hospital\RN30 - Building 30\Level 1 | \Geography\Oceania\Australia\New South Wales\Sydney Northern\Willoughby\St Leonards | \Organizations\101-NSW Health\8899-NSLHD | RN-000578 | Fire Extinguisher - CO2 | Fire Extinguisher - CO2 - RN30.01.027 | \Classifications\Specification Class\Building Equipment\Fire Protection\Fire Protection Specialities\Fire Extinguishers\CO2 | Fire Suppression, Portable Fire Extinguisher, Carbon Dioxide | FS-PFE-CD | \Classifications\Specification Class\VBIS\FS - Fire Suppression\FS-PFE - Portable Fire Extinguisher\FS-PFE-CD - Carbon Dioxide |  | AMPAC | 3.5kg |  |  | RN-000578 | [6 empty] | 2023-07-25 | 2 - Normal | 2 - Good | 2 - Medium |  | 2 - Normal | Statutory | Preventive | High |  |  | 12y0M
827 | Royal North Shore Hospital | RN30 - Building 30 | Level 1 | RN30.01.023 | \Locations\Royal North Shore Hospital\RN30 - Building 30\Level 1 | \Geography\Oceania\Australia\New South Wales\Sydney Northern\Willoughby\St Leonards | \Organizations\101-NSW Health\8899-NSLHD | RN-000579 | Air Conditioner - Split System Indoor Unit | Air Conditioner - Split System Indoor Unit - RN30.01.023 | \Classifications\Specification Class\Building Equipment\HVAC\Terminal & Package Units\Package Units\Split Systems | Mechanical, Air Conditioning Unit | ME-ACU | \Classifications\Specification Class\VBIS\ME - Mechanical\ME-ACU - Air Conditioning Unit |  | HITACHI | RAS-25YHA3 |  | 1961 | RN-000579 | [6 empty] | 2023-07-25 | 2 - Normal | 2 - Good | 2 - Medium |  | 2 - Normal | Statutory | Preventive | Medium |  |  | 8y0M
828 | Royal North Shore Hospital | RN30 - Building 30 | Level 1 | RN30.01.025 | \Locations\Royal North Shore Hospital\RN30 - Building 30\Level 1 | \Geography\Oceania\Australia\New South Wales\Sydney Northern\Willoughby\St Leonards | \Organizations\101-NSW Health\8899-NSLHD | RN-000591 | Air Conditioner - Split System Indoor Unit | Air Conditioner - Split System Indoor Unit - RN30.01.025 | \Classifications\Specification Class\Building Equipment\HVAC\Terminal & Package Units\Package Units\Split Systems | Mechanical, Air Conditioning Unit | ME-ACU | \Classifications\Specification Class\VBIS\ME - Mechanical\ME-ACU - Air Conditioning Unit |  | HITACHI | RAS-25YHA3 |  | 2088 | RN-000591 | [6 empty] | 2023-07-25 | 2 - Normal | 2 - Good | 2 - Medium |  | 2 - Normal | Statutory | Preventive | Medium |  |  | 8y0M
829 | Royal North Shore Hospital | RN30 - Building 30 | Level 1 | RN30.01.024 | \Locations\Royal North Shore Hospital\RN30 - Building 30\Level 1 | \Geography\Oceania\Australia\New South Wales\Sydney Northern\Willoughby\St Leonards | \Organizations\101-NSW Health\8899-NSLHD | RN-000592 | Smoke Detector | Smoke Detector - RN30.01.024 | \Classifications\Specification Class\Building Equipment\Fire Protection\Fire Alarm Systems\Smoke Detectors | Fire Detection, Fire Detectors, Smoke | FD-FD-Sm | \Classifications\Specification Class\VBIS\FD - Fire Detection\FD-FD - Fire Detectors\FD-FD-Sm - Smoke |  | UNKNOWN |  |  |  | RN-000592 | [6 empty] | 2023-07-25 | 2 - Normal | 2 - Good | 2 - Medium |  | 2 - Normal | Statutory | Preventive | High |  |  | 16y0M
830 | Royal North Shore Hospital | RN30 - Building 30 | Level 1 | RN30.01.028 | \Locations\Royal North Shore Hospital\RN30 - Building 30\Level 1 | \Geography\Oceania\Australia\New South Wales\Sydney Northern\Willoughby\St Leonards | \Organizations\101-NSW Health\8899-NSLHD | RN-000607 | Emergency Exit Sign | Emergency Exit Sign - RN30.01.028 | \Classifications\Specification Class\Building Equipment\Electrical\Other Electrical Systems\Emergency Light & Power Systems\Emergency Evacuation Lighting | Electrical Lighting, Emergency Lighting, Testing | EL-EL-Te | \Classifications\Specification Class\VBIS\EL - Electrical Lighting\EL-EL - Emergency Lighting\EL-EL-Te - Testing |  | EKTOR | 24m |  |  | RN-000607 | [6 empty] | 2023-07-25 | 2 - Normal | 2 - Good | 2 - Medium |  | 2 - Normal | Statutory | Preventive | High |  |  | 20y0M
831 | Royal North Shore Hospital | RN30 - Building 30 | Level 1 | RN30.01.028 | \Locations\Royal North Shore Hospital\RN30 - Building 30\Level 1 | \Geography\Oceania\Australia\New South Wales\Sydney Northern\Willoughby\St Leonards | \Organizations\101-NSW Health\8899-NSLHD | RN-000617 | Smoke Detector | Smoke Detector - RN30.01.028 | \Classifications\Specification Class\Building Equipment\Fire Protection\Fire Alarm Systems\Smoke Detectors | Fire Detection, Fire Detectors, Smoke | FD-FD-Sm | \Classifications\Specification Class\VBIS\FD - Fire Detection\FD-FD - Fire Detectors\FD-FD-Sm - Smoke |  | UNKNOWN |  |  |  | RN-000617 | [6 empty] | 2023-07-25 | 2 - Normal | 2 - Good | 2 - Medium |  | 2 - Normal | Statutory | Preventive | High |  |  | 16y0M
832 | Royal North Shore Hospital | RN30 - Building 30 | Level 1 | RN30.01.028 | \Locations\Royal North Shore Hospital\RN30 - Building 30\Level 1 | \Geography\Oceania\Australia\New South Wales\Sydney Northern\Willoughby\St Leonards | \Organizations\101-NSW Health\8899-NSLHD | RN-000616 | Smoke Detector | Smoke Detector - RN30.01.028 | \Classifications\Specification Class\Building Equipment\Fire Protection\Fire Alarm Systems\Smoke Detectors | Fire Detection, Fire Detectors, Smoke | FD-FD-Sm | \Classifications\Specification Class\VBIS\FD - Fire Detection\FD-FD - Fire Detectors\FD-FD-Sm - Smoke |  | UNKNOWN |  |  |  | RN-000616 | [6 empty] | 2023-07-25 | 2 - Normal | 2 - Good | 2 - Medium |  | 2 - Normal | Statutory | Preventive | High |  |  | 16y0M
833 | Royal North Shore Hospital | RN30 - Building 30 | Level 1 | RN30.01.032 | \Locations\Royal North Shore Hospital\RN30 - Building 30\Level 1 | \Geography\Oceania\Australia\New South Wales\Sydney Northern\Willoughby\St Leonards | \Organizations\101-NSW Health\8899-NSLHD | RN-000613 | Fire Extinguisher - CO2 | Fire Extinguisher - CO2 - RN30.01.032 | \Classifications\Specification Class\Building Equipment\Fire Protection\Fire Protection Specialities\Fire Extinguishers\CO2 | Fire Suppression, Portable Fire Extinguisher, Carbon Dioxide | FS-PFE-CD | \Classifications\Specification Class\VBIS\FS - Fire Suppression\FS-PFE - Portable Fire Extinguisher\FS-PFE-CD - Carbon Dioxide |  | AMPAC | 3.5kg |  |  | RN-000613 | [6 empty] | 2023-07-25 | 2 - Normal | 2 - Good | 2 - Medium |  | 2 - Normal | Statutory | Preventive | High |  |  | 12y0M
834 | Royal North Shore Hospital | RN30 - Building 30 | Level 1 | RN30.01.028 | \Locations\Royal North Shore Hospital\RN30 - Building 30\Level 1 | \Geography\Oceania\Australia\New South Wales\Sydney Northern\Willoughby\St Leonards | \Organizations\101-NSW Health\8899-NSLHD | RN-000615 | Smoke Detector | Smoke Detector - RN30.01.028 | \Classifications\Specification Class\Building Equipment\Fire Protection\Fire Alarm Systems\Smoke Detectors | Fire Detection, Fire Detectors, Smoke | FD-FD-Sm | \Classifications\Specification Class\VBIS\FD - Fire Detection\FD-FD - Fire Detectors\FD-FD-Sm - Smoke |  | UNKNOWN |  |  |  | RN-000615 | [6 empty] | 2023-07-25 | 2 - Normal | 2 - Good | 2 - Medium |  | 2 - Normal | Statutory | Preventive | High |  |  | 16y0M
835 | Royal North Shore Hospital | RN30 - Building 30 | Level 1 | RN30.01.032 | \Locations\Royal North Shore Hospital\RN30 - Building 30\Level 1 | \Geography\Oceania\Australia\New South Wales\Sydney Northern\Willoughby\St Leonards | \Organizations\101-NSW Health\8899-NSLHD | RN-000614 | Emergency Exit Sign | Emergency Exit Sign - RN30.01.032 | \Classifications\Specification Class\Building Equipment\Electrical\Other Electrical Systems\Emergency Light & Power Systems\Emergency Evacuation Lighting | Electrical Lighting, Emergency Lighting, Testing | EL-EL-Te | \Classifications\Specification Class\VBIS\EL - Electrical Lighting\EL-EL - Emergency Lighting\EL-EL-Te - Testing |  | WHITE LITE | 24m |  |  | RN-000614 | [6 empty] | 2023-07-25 | 2 - Normal | 2 - Good | 2 - Medium |  | 2 - Normal | Statutory | Preventive | High |  |  | 20y0M
836 | Royal North Shore Hospital | RN30 - Building 30 | Level 1 | RN30.01.032 | \Locations\Royal North Shore Hospital\RN30 - Building 30\Level 1 | \Geography\Oceania\Australia\New South Wales\Sydney Northern\Willoughby\St Leonards | \Organizations\101-NSW Health\8899-NSLHD | RN-000610 | EWIS Panel | EWIS Panel - RN30.01.032 | \Classifications\Specification Class\Building Equipment\Fire Protection\Fire Alarm Systems\Fire Alarm Panels | Fire Detection, Fire Detection Control Indicating Equipment, Main Panel | FD-FDCIE-MP | \Classifications\Specification Class\VBIS\FD - Fire Detection\FD-FDCIE - Fire Detection Control Indicating Equipment\FD-FDCIE-MP - Main Panel |  | VIGILANT | F3200 |  |  | RN-000610 | [6 empty] | 2023-07-25 | 2 - Normal | 2 - Good | 3 - High |  | 2 - Normal | Statutory | Preventive | High |  |  | 9y7M | [9 empty] | Block 1A Fire Panel - FIP11
837 | Royal North Shore Hospital | RN30 - Building 30 | Level 2 | RN30.02.030 | \Locations\Royal North Shore Hospital\RN30 - Building 30\Level 2 | \Geography\Oceania\Australia\New South Wales\Sydney Northern\Willoughby\St Leonards | \Organizations\101-NSW Health\8899-NSLHD | RN-000625 | Fire Blanket | Fire Blanket - RN30.02.030 | \Classifications\Specification Class\Building Equipment\Fire Protection\Other Fire Protection Systems\Fire Blankets | Fire Suppression, Fire Blanket | FS-FB | \Classifications\Specification Class\VBIS\FS - Fire Suppression\FS-FB - Fire Blanket |  | UNKNOWN | 1.2m X 1.8m |  |  | RN-000625 | [6 empty] | 2023-07-25 | 2 - Normal | 2 - Good | 2 - Medium |  | 2 - Normal | Statutory | Preventive | High |  |  | 8y0M
838 | Royal North Shore Hospital | RN30 - Building 30 | Level 2 | RN30.02.033 | \Locations\Royal North Shore Hospital\RN30 - Building 30\Level 2 | \Geography\Oceania\Australia\New South Wales\Sydney Northern\Willoughby\St Leonards | \Organizations\101-NSW Health\8899-NSLHD | RN-000626 | Fire Extinguisher - ABE Powder | Fire Extinguisher - ABE Powder - RN30.02.033 | \Classifications\Specification Class\Building Equipment\Fire Protection\Fire Protection Specialities\Fire Extinguishers\Powder | Fire Suppression, Portable Fire Extinguisher, Dry Chemical Powder, ABE | FS-PFE-DCP-ABE | \Classifications\Specification Class\VBIS\FS - Fire Suppression\FS-PFE - Portable Fire Extinguisher\FS-PFE-DCP - Dry Chemical Powder\FS-PFE-DCP-ABE - ABE |  | FLAMESTOP | 4.5kg |  |  | RN-000626 | [6 empty] | 2023-07-25 | 2 - Normal | 2 - Good | 2 - Medium |  | 2 - Normal | Statutory | Preventive | High |  |  | 8y0M
839 | Royal North Shore Hospital | RN30 - Building 30 | Level 2 | RN30.02.033 | \Locations\Royal North Shore Hospital\RN30 - Building 30\Level 2 | \Geography\Oceania\Australia\New South Wales\Sydney Northern\Willoughby\St Leonards | \Organizations\101-NSW Health\8899-NSLHD | RN-000627 | Emergency Exit Sign | Emergency Exit Sign - RN30.02.033 | \Classifications\Specification Class\Building Equipment\Electrical\Other Electrical Systems\Emergency Light & Power Systems\Emergency Evacuation Lighting | Electrical Lighting, Emergency Lighting, Testing | EL-EL-Te | \Classifications\Specification Class\VBIS\EL - Electrical Lighting\EL-EL - Emergency Lighting\EL-EL-Te - Testing |  | UNKNOWN | 24m |  |  | RN-000627 | [6 empty] | 2023-07-25 | 2 - Normal | 2 - Good | 2 - Medium |  | 2 - Normal | Statutory | Preventive | High |  |  | 20y0M
840 | Royal North Shore Hospital | RN30 - Building 30 | Level 2 | RN30.02.001 | \Locations\Royal North Shore Hospital\RN30 - Building 30\Level 2\RN30.02.001 Stairs | \Geography\Oceania\Australia\New South Wales\Sydney Northern\Willoughby\St Leonards | \Organizations\101-NSW Health\8899-NSLHD | RN-000630 | Fire Extinguisher - CO2 | Fire Extinguisher - CO2 - RN30.02.001 | \Classifications\Specification Class\Building Equipment\Fire Protection\Fire Protection Specialities\Fire Extinguishers\CO2 | Fire Suppression, Portable Fire Extinguisher, Carbon Dioxide | FS-PFE-CD | \Classifications\Specification Class\VBIS\FS - Fire Suppression\FS-PFE - Portable Fire Extinguisher\FS-PFE-CD - Carbon Dioxide |  | AMPAC | 3.5kg |  |  | RN-000630 | [6 empty] | 2023-07-25 | 2 - Normal | 2 - Good | 2 - Medium |  | 2 - Normal | Statutory | Preventive | High |  |  | 12y0M
841 | Royal North Shore Hospital | RN30 - Building 30 | Level 2 | RN30.02.001 | \Locations\Royal North Shore Hospital\RN30 - Building 30\Level 2\RN30.02.001 Stairs | \Geography\Oceania\Australia\New South Wales\Sydney Northern\Willoughby\St Leonards | \Organizations\101-NSW Health\8899-NSLHD | RN-000629 | Distribution Board - DB-30.2.2E | Distribution Board - DB-30.2.2E - RN30.02.001 | \Classifications\Specification Class\Building Equipment\Electrical\Electrical Service & Distribution\Distribution Boards | Electrical Power, Switchboard, Main Switch Board | EP-SB-MSB | \Classifications\Specification Class\VBIS\EP - Electrical Power\EP-SB - Switchboard\EP-SB-MSB - Main Switch Board |  | EMAIL LIMITED |  |  |  | RN-000629 | [6 empty] | 2023-07-25 | 2 - Normal | 2 - Good | 3 - High |  | 2 - Normal | Statutory | Preventive | High |  |  | 20y0M
842 | Royal North Shore Hospital | RN30 - Building 30 | Level 2 | RN30.02.001 | \Locations\Royal North Shore Hospital\RN30 - Building 30\Level 2\RN30.02.001 Stairs | \Geography\Oceania\Australia\New South Wales\Sydney Northern\Willoughby\St Leonards | \Organizations\101-NSW Health\8899-NSLHD | RN-000640 | Fire Extinguisher - CO2 | Fire Extinguisher - CO2 - RN30.02.001 | \Classifications\Specification Class\Building Equipment\Fire Protection\Fire Protection Specialities\Fire Extinguishers\CO2 | Fire Suppression, Portable Fire Extinguisher, Carbon Dioxide | FS-PFE-CD | \Classifications\Specification Class\VBIS\FS - Fire Suppression\FS-PFE - Portable Fire Extinguisher\FS-PFE-CD - Carbon Dioxide |  | FLAMESTOP | 3.5kg |  |  | RN-000640 | [6 empty] | 2023-07-25 | 2 - Normal | 2 - Good | 2 - Medium |  | 2 - Normal | Statutory | Preventive | High |  |  | 12y0M
843 | Royal North Shore Hospital | RN30 - Building 30 | Level 2 | RN30.02.001 | \Locations\Royal North Shore Hospital\RN30 - Building 30\Level 2\RN30.02.001 Stairs | \Geography\Oceania\Australia\New South Wales\Sydney Northern\Willoughby\St Leonards | \Organizations\101-NSW Health\8899-NSLHD | RN-000628 | Distribution Board - DB-30.2.1E | Distribution Board - DB-30.2.1E - RN30.02.001 | \Classifications\Specification Class\Building Equipment\Electrical\Electrical Service & Distribution\Distribution Boards | Electrical Power, Switchboard, Main Switch Board | EP-SB-MSB | \Classifications\Specification Class\VBIS\EP - Electrical Power\EP-SB - Switchboard\EP-SB-MSB - Main Switch Board |  | EMAIL LIMITED |  |  |  | RN-000628 | [6 empty] | 2023-07-25 | 2 - Normal | 2 - Good | 3 - High |  | 2 - Normal | Statutory | Preventive | High |  |  | 20y0M | [9 empty] | 30 RCDs
844 | Royal North Shore Hospital | RN30 - Building 30 | Level 2 | RN30.02.003 | \Locations\Royal North Shore Hospital\RN30 - Building 30\Level 2 | \Geography\Oceania\Australia\New South Wales\Sydney Northern\Willoughby\St Leonards | \Organizations\101-NSW Health\8899-NSLHD | RN-000633 | Fire Extinguisher - CO2 | Fire Extinguisher - CO2 - RN30.02.003 | \Classifications\Specification Class\Building Equipment\Fire Protection\Fire Protection Specialities\Fire Extinguishers\CO2 | Fire Suppression, Portable Fire Extinguisher, Carbon Dioxide | FS-PFE-CD | \Classifications\Specification Class\VBIS\FS - Fire Suppression\FS-PFE - Portable Fire Extinguisher\FS-PFE-CD - Carbon Dioxide |  | AMPAC | 3.5kg |  |  | RN-000633 | [6 empty] | 2023-07-25 | 2 - Normal | 2 - Good | 2 - Medium |  | 2 - Normal | Statutory | Preventive | High |  |  | 12y0M
845 | Royal North Shore Hospital | RN30 - Building 30 | Level 2 | RN30.02.004 | \Locations\Royal North Shore Hospital\RN30 - Building 30\Level 2 | \Geography\Oceania\Australia\New South Wales\Sydney Northern\Willoughby\St Leonards | \Organizations\101-NSW Health\8899-NSLHD | RN-000634 | Air Conditioner - Split System Indoor Unit | Air Conditioner - Split System Indoor Unit - RN30.02.004 | \Classifications\Specification Class\Building Equipment\HVAC\Terminal & Package Units\Package Units\Split Systems | Mechanical, Air Conditioning Unit | ME-ACU | \Classifications\Specification Class\VBIS\ME - Mechanical\ME-ACU - Air Conditioning Unit |  | HITACHI | RAS-25YHA3 |  | 1722 | RN-000634 | [6 empty] | 2023-07-25 | 2 - Normal | 2 - Good | 2 - Medium |  | 2 - Normal | Statutory | Preventive | Medium |  |  | 8y0M
846 | Royal North Shore Hospital | RN30 - Building 30 | Level 2 | RN30.02.005 | \Locations\Royal North Shore Hospital\RN30 - Building 30\Level 2 | \Geography\Oceania\Australia\New South Wales\Sydney Northern\Willoughby\St Leonards | \Organizations\101-NSW Health\8899-NSLHD | RN-000675 | Smoke Detector | Smoke Detector - RN30.02.005 | \Classifications\Specification Class\Building Equipment\Fire Protection\Fire Alarm Systems\Smoke Detectors | Fire Detection, Fire Detectors, Smoke | FD-FD-Sm | \Classifications\Specification Class\VBIS\FD - Fire Detection\FD-FD - Fire Detectors\FD-FD-Sm - Smoke |  | UNKNOWN |  |  |  | RN-000675 | [6 empty] | 2023-07-25 | 2 - Normal | 2 - Good | 2 - Medium |  | 2 - Normal | Statutory | Preventive | High |  |  | 16y0M
847 | Royal North Shore Hospital | RN30 - Building 30 | Level 2 | RN30.02.008 | \Locations\Royal North Shore Hospital\RN30 - Building 30\Level 2 | \Geography\Oceania\Australia\New South Wales\Sydney Northern\Willoughby\St Leonards | \Organizations\101-NSW Health\8899-NSLHD | RN-000676 | Air Conditioner - Split System Indoor Unit | Air Conditioner - Split System Indoor Unit - RN30.02.008 | \Classifications\Specification Class\Building Equipment\HVAC\Terminal & Package Units\Package Units\Split Systems | Mechanical, Air Conditioning Unit | ME-ACU | \Classifications\Specification Class\VBIS\ME - Mechanical\ME-ACU - Air Conditioning Unit |  | HITACHI | RAS-50YHA3 |  | 1283339390 | RN-000676 | [6 empty] | 2023-07-25 | 2 - Normal | 2 - Good | 2 - Medium |  | 2 - Normal | Statutory | Preventive | Medium |  |  | 8y0M
848 | Royal North Shore Hospital | RN30 - Building 30 | Level 2 | RN30.02.003 | \Locations\Royal North Shore Hospital\RN30 - Building 30\Level 2 | \Geography\Oceania\Australia\New South Wales\Sydney Northern\Willoughby\St Leonards | \Organizations\101-NSW Health\8899-NSLHD | RN-000635 | Smoke Detector | Smoke Detector - RN30.02.003 | \Classifications\Specification Class\Building Equipment\Fire Protection\Fire Alarm Systems\Smoke Detectors | Fire Detection, Fire Detectors, Smoke | FD-FD-Sm | \Classifications\Specification Class\VBIS\FD - Fire Detection\FD-FD - Fire Detectors\FD-FD-Sm - Smoke |  | UNKNOWN |  |  |  | RN-000635 | [6 empty] | 2023-07-25 | 2 - Normal | 2 - Good | 2 - Medium |  | 2 - Normal | Statutory | Preventive | High |  |  | 16y0M
849 | Royal North Shore Hospital | RN30 - Building 30 | Level 2 | RN30.02.003 | \Locations\Royal North Shore Hospital\RN30 - Building 30\Level 2 | \Geography\Oceania\Australia\New South Wales\Sydney Northern\Willoughby\St Leonards | \Organizations\101-NSW Health\8899-NSLHD | RN-000637 | Emergency Exit Sign | Emergency Exit Sign - RN30.02.003 | \Classifications\Specification Class\Building Equipment\Electrical\Other Electrical Systems\Emergency Light & Power Systems\Emergency Evacuation Lighting | Electrical Lighting, Emergency Lighting, Testing | EL-EL-Te | \Classifications\Specification Class\VBIS\EL - Electrical Lighting\EL-EL - Emergency Lighting\EL-EL-Te - Testing |  | EKTOR | 24m |  | 30 | RN-000637 | [6 empty] | 2023-07-25 | 2 - Normal | 2 - Good | 2 - Medium |  | 2 - Normal | Statutory | Preventive | High |  |  | 20y0M
850 | Royal North Shore Hospital | RN30 - Building 30 | Level 2 | RN30.02.003 | \Locations\Royal North Shore Hospital\RN30 - Building 30\Level 2 | \Geography\Oceania\Australia\New South Wales\Sydney Northern\Willoughby\St Leonards | \Organizations\101-NSW Health\8899-NSLHD | RN-000679 | Emergency Light | Emergency Light - RN30.02.003 | \Classifications\Specification Class\Building Equipment\Electrical\Other Electrical Systems\Emergency Light & Power Systems\Emergency Evacuation Lighting | Electrical Lighting, Emergency Lighting, Testing | EL-EL-Te | \Classifications\Specification Class\VBIS\EL - Electrical Lighting\EL-EL - Emergency Lighting\EL-EL-Te - Testing |  | UNKNOWN |  |  | 29 | RN-000679 | [6 empty] | 2023-07-25 | 2 - Normal | 2 - Good | 2 - Medium |  | 2 - Normal | Statutory | Preventive | High |  |  | 20y0M
851 | Royal North Shore Hospital | RN30 - Building 30 | Level 2 | RN30.02.003 | \Locations\Royal North Shore Hospital\RN30 - Building 30\Level 2 | \Geography\Oceania\Australia\New South Wales\Sydney Northern\Willoughby\St Leonards | \Organizations\101-NSW Health\8899-NSLHD | RN-000636 | Smoke Detector | Smoke Detector - RN30.02.003 | \Classifications\Specification Class\Building Equipment\Fire Protection\Fire Alarm Systems\Smoke Detectors | Fire Detection, Fire Detectors, Smoke | FD-FD-Sm | \Classifications\Specification Class\VBIS\FD - Fire Detection\FD-FD - Fire Detectors\FD-FD-Sm - Smoke |  | UNKNOWN |  |  |  | RN-000636 | [6 empty] | 2023-07-25 | 2 - Normal | 2 - Good | 2 - Medium |  | 2 - Normal | Statutory | Preventive | High |  |  | 16y0M
852 | Royal North Shore Hospital | RN30 - Building 30 | Level 2 | RN30.02.006 | \Locations\Royal North Shore Hospital\RN30 - Building 30\Level 2 | \Geography\Oceania\Australia\New South Wales\Sydney Northern\Willoughby\St Leonards | \Organizations\101-NSW Health\8899-NSLHD | RN-000639 | Smoke Detector | Smoke Detector - RN30.02.006 | \Classifications\Specification Class\Building Equipment\Fire Protection\Fire Alarm Systems\Smoke Detectors | Fire Detection, Fire Detectors, Smoke | FD-FD-Sm | \Classifications\Specification Class\VBIS\FD - Fire Detection\FD-FD - Fire Detectors\FD-FD-Sm - Smoke |  | UNKNOWN |  |  |  | RN-000639 | [6 empty] | 2023-07-25 | 2 - Normal | 2 - Good | 2 - Medium |  | 2 - Normal | Statutory | Preventive | High |  |  | 16y0M
853 | Royal North Shore Hospital | RN30 - Building 30 | Level 2 | RN30.02.007 | \Locations\Royal North Shore Hospital\RN30 - Building 30\Level 2 | \Geography\Oceania\Australia\New South Wales\Sydney Northern\Willoughby\St Leonards | \Organizations\101-NSW Health\8899-NSLHD | RN-000638 | Smoke Detector | Smoke Detector - RN30.02.007 | \Classifications\Specification Class\Building Equipment\Fire Protection\Fire Alarm Systems\Smoke Detectors | Fire Detection, Fire Detectors, Smoke | FD-FD-Sm | \Classifications\Specification Class\VBIS\FD - Fire Detection\FD-FD - Fire Detectors\FD-FD-Sm - Smoke |  | UNKNOWN |  |  |  | RN-000638 | [6 empty] | 2023-07-25 | 2 - Normal | 2 - Good | 2 - Medium |  | 2 - Normal | Statutory | Preventive | High |  |  | 16y0M
854 | Royal North Shore Hospital | RN30 - Building 30 | Level 2 | RN30.02.007 | \Locations\Royal North Shore Hospital\RN30 - Building 30\Level 2 | \Geography\Oceania\Australia\New South Wales\Sydney Northern\Willoughby\St Leonards | \Organizations\101-NSW Health\8899-NSLHD | RN-000670 | Smoke Detector | Smoke Detector - RN30.02.007 | \Classifications\Specification Class\Building Equipment\Fire Protection\Fire Alarm Systems\Smoke Detectors | Fire Detection, Fire Detectors, Smoke | FD-FD-Sm | \Classifications\Specification Class\VBIS\FD - Fire Detection\FD-FD - Fire Detectors\FD-FD-Sm - Smoke |  | UNKNOWN |  |  |  | RN-000670 | [6 empty] | 2023-07-25 | 2 - Normal | 2 - Good | 2 - Medium |  | 2 - Normal | Statutory | Preventive | High |  |  | 16y0M
855 | Royal North Shore Hospital | RN30 - Building 30 | Level 2 | RN30.02.009 | \Locations\Royal North Shore Hospital\RN30 - Building 30\Level 2 | \Geography\Oceania\Australia\New South Wales\Sydney Northern\Willoughby\St Leonards | \Organizations\101-NSW Health\8899-NSLHD | RN-000654 | Fire Extinguisher - CO2 | Fire Extinguisher - CO2 - RN30.02.009 | \Classifications\Specification Class\Building Equipment\Fire Protection\Fire Protection Specialities\Fire Extinguishers\CO2 | Fire Suppression, Portable Fire Extinguisher, Carbon Dioxide | FS-PFE-CD | \Classifications\Specification Class\VBIS\FS - Fire Suppression\FS-PFE - Portable Fire Extinguisher\FS-PFE-CD - Carbon Dioxide |  | AMPAC | 5.0kg |  |  | RN-000654 | [6 empty] | 2023-07-25 | 2 - Normal | 2 - Good | 2 - Medium |  | 2 - Normal | Statutory | Preventive | High |  |  | 12y0M
856 | Royal North Shore Hospital | RN30 - Building 30 | Level 2 | RN30.02.009 | \Locations\Royal North Shore Hospital\RN30 - Building 30\Level 2 | \Geography\Oceania\Australia\New South Wales\Sydney Northern\Willoughby\St Leonards | \Organizations\101-NSW Health\8899-NSLHD | RN-000656 | Mechanical Services Switchboard - MSSB 30.2.1 | Mechanical Services Switchboard - MSSB 30.2.1 - RN30.02.009 | \Classifications\Specification Class\Building Equipment\Electrical\Electrical Service & Distribution\Distribution Boards | Electrical Power, Switchboard, Main Switch Board | EP-SB-MSB | \Classifications\Specification Class\VBIS\EP - Electrical Power\EP-SB - Switchboard\EP-SB-MSB - Main Switch Board |  | UNKNOWN |  |  |  | RN-000656 | [6 empty] | 2023-07-25 | 2 - Normal | 2 - Good | 3 - High |  | 2 - Normal | Statutory | Preventive | High |  |  | 20y0M
857 | Royal North Shore Hospital | RN30 - Building 30 | Level 2 | RN30.02.009 | \Locations\Royal North Shore Hospital\RN30 - Building 30\Level 2 | \Geography\Oceania\Australia\New South Wales\Sydney Northern\Willoughby\St Leonards | \Organizations\101-NSW Health\8899-NSLHD | RN-000659 | Fire Extinguisher - CO2 | Fire Extinguisher - CO2 - RN30.02.009 | \Classifications\Specification Class\Building Equipment\Fire Protection\Fire Protection Specialities\Fire Extinguishers\CO2 | Fire Suppression, Portable Fire Extinguisher, Carbon Dioxide | FS-PFE-CD | \Classifications\Specification Class\VBIS\FS - Fire Suppression\FS-PFE - Portable Fire Extinguisher\FS-PFE-CD - Carbon Dioxide |  | FLAMESTOP | 5.0kg |  |  | RN-000659 | [6 empty] | 2023-07-25 | 2 - Normal | 2 - Good | 2 - Medium |  | 2 - Normal | Statutory | Preventive | High |  |  | 12y0M
858 | Royal North Shore Hospital | RN30 - Building 30 | Level 2 | RN30.02.009 | \Locations\Royal North Shore Hospital\RN30 - Building 30\Level 2 | \Geography\Oceania\Australia\New South Wales\Sydney Northern\Willoughby\St Leonards | \Organizations\101-NSW Health\8899-NSLHD | RN-000658 | Emergency Exit Sign | Emergency Exit Sign - RN30.02.009 | \Classifications\Specification Class\Building Equipment\Electrical\Other Electrical Systems\Emergency Light & Power Systems\Emergency Evacuation Lighting | Electrical Lighting, Emergency Lighting, Testing | EL-EL-Te | \Classifications\Specification Class\VBIS\EL - Electrical Lighting\EL-EL - Emergency Lighting\EL-EL-Te - Testing |  | EKTOR | 24m |  |  | RN-000658 | [6 empty] | 2023-07-25 | 2 - Normal | 2 - Good | 2 - Medium |  | 2 - Normal | Statutory | Preventive | High |  |  | 20y0M
859 | Royal North Shore Hospital | RN30 - Building 30 | Level 2 | RN30.02.010 | \Locations\Royal North Shore Hospital\RN30 - Building 30\Level 2 | \Geography\Oceania\Australia\New South Wales\Sydney Northern\Willoughby\St Leonards | \Organizations\101-NSW Health\8899-NSLHD | RN-000660 | Fire Extinguisher - CO2 | Fire Extinguisher - CO2 - RN30.02.010 | \Classifications\Specification Class\Building Equipment\Fire Protection\Fire Protection Specialities\Fire Extinguishers\CO2 | Fire Suppression, Portable Fire Extinguisher, Carbon Dioxide | FS-PFE-CD | \Classifications\Specification Class\VBIS\FS - Fire Suppression\FS-PFE - Portable Fire Extinguisher\FS-PFE-CD - Carbon Dioxide |  | AMPAC | 3.5kg |  |  | RN-000660 | [6 empty] | 2023-07-25 | 2 - Normal | 2 - Good | 2 - Medium |  | 2 - Normal | Statutory | Preventive | High |  |  | 12y0M
860 | Royal North Shore Hospital | RN30 - Building 30 | Level 2 | RN30.02.010 | \Locations\Royal North Shore Hospital\RN30 - Building 30\Level 2 | \Geography\Oceania\Australia\New South Wales\Sydney Northern\Willoughby\St Leonards | \Organizations\101-NSW Health\8899-NSLHD | RN-000661 | Fire Blanket | Fire Blanket - RN30.02.010 | \Classifications\Specification Class\Building Equipment\Fire Protection\Other Fire Protection Systems\Fire Blankets | Fire Suppression, Fire Blanket | FS-FB | \Classifications\Specification Class\VBIS\FS - Fire Suppression\FS-FB - Fire Blanket |  | QUELL | 1.2m X 1.8m |  |  | RN-000661 | [6 empty] | 2023-07-25 | 2 - Normal | 2 - Good | 2 - Medium |  | 2 - Normal | Statutory | Preventive | High |  |  | 8y0M
861 | Royal North Shore Hospital | RN30 - Building 30 | Level 2 | RN30.02.011 | \Locations\Royal North Shore Hospital\RN30 - Building 30\Level 2 | \Geography\Oceania\Australia\New South Wales\Sydney Northern\Willoughby\St Leonards | \Organizations\101-NSW Health\8899-NSLHD | RN-000663 | Fire Blanket | Fire Blanket - RN30.02.011 | \Classifications\Specification Class\Building Equipment\Fire Protection\Other Fire Protection Systems\Fire Blankets | Fire Suppression, Fire Blanket | FS-FB | \Classifications\Specification Class\VBIS\FS - Fire Suppression\FS-FB - Fire Blanket |  | AMPAC | 1.2m X 1.8m |  |  | RN-000663 | [6 empty] | 2023-07-25 | 2 - Normal | 2 - Good | 2 - Medium |  | 2 - Normal | Statutory | Preventive | High |  |  | 8y0M
862 | Royal North Shore Hospital | RN30 - Building 30 | Level 2 | RN30.02.011 | \Locations\Royal North Shore Hospital\RN30 - Building 30\Level 2 | \Geography\Oceania\Australia\New South Wales\Sydney Northern\Willoughby\St Leonards | \Organizations\101-NSW Health\8899-NSLHD | RN-000690 | Fire Extinguisher - ABE Powder | Fire Extinguisher - ABE Powder - RN30.02.011 | \Classifications\Specification Class\Building Equipment\Fire Protection\Fire Protection Specialities\Fire Extinguishers\Powder | Fire Suppression, Portable Fire Extinguisher, Dry Chemical Powder, ABE | FS-PFE-DCP-ABE | \Classifications\Specification Class\VBIS\FS - Fire Suppression\FS-PFE - Portable Fire Extinguisher\FS-PFE-DCP - Dry Chemical Powder\FS-PFE-DCP-ABE - ABE |  | FLAMESTOP | 4.5kg |  |  | RN-000690 | [6 empty] | 2023-07-25 | 2 - Normal | 2 - Good | 2 - Medium |  | 2 - Normal | Statutory | Preventive | High |  |  | 8y0M
863 | Royal North Shore Hospital | RN30 - Building 30 | Level 2 | RN30.02.011 | \Locations\Royal North Shore Hospital\RN30 - Building 30\Level 2 | \Geography\Oceania\Australia\New South Wales\Sydney Northern\Willoughby\St Leonards | \Organizations\101-NSW Health\8899-NSLHD | RN-000662 | Chilled Water/Hot Water Taps | Chilled Water/Hot Water Taps - RN30.02.011 | \Classifications\Specification Class\Food Service Equipment\Chilled Water/Hot Water Taps | Hydraulics, Potable Water Units, Water Filter Unit | HY-PWU-WFU | \Classifications\Specification Class\VBIS\HY - Hydraulics\HY-PWU - Potable Water Units\HY-PWU-WFU - Water Filter Unit |  | ZIP | BC20 | Hydrotap | 2021072704005 | RN-000662 |  |  |  |  | 2021-01-01 |  | 2023-07-25 | 2 - Normal | 2 - Good | 1 - Low |  | 2 - Normal | Statutory | Preventive | Medium |  |  | 7y4M
864 | Royal North Shore Hospital | RN30 - Building 30 | Level 2 | RN30.02.012 | \Locations\Royal North Shore Hospital\RN30 - Building 30\Level 2 | \Geography\Oceania\Australia\New South Wales\Sydney Northern\Willoughby\St Leonards | \Organizations\101-NSW Health\8899-NSLHD | RN-000664 | Smoke Detector | Smoke Detector - RN30.02.012 | \Classifications\Specification Class\Building Equipment\Fire Protection\Fire Alarm Systems\Smoke Detectors | Fire Detection, Fire Detectors, Smoke | FD-FD-Sm | \Classifications\Specification Class\VBIS\FD - Fire Detection\FD-FD - Fire Detectors\FD-FD-Sm - Smoke |  | UNKNOWN |  |  |  | RN-000664 | [6 empty] | 2023-07-25 | 2 - Normal | 2 - Good | 2 - Medium |  | 2 - Normal | Statutory | Preventive | High |  |  | 16y0M
865 | Royal North Shore Hospital | RN30 - Building 30 | Level 2 | RN30.02.018 | \Locations\Royal North Shore Hospital\RN30 - Building 30\Level 2 | \Geography\Oceania\Australia\New South Wales\Sydney Northern\Willoughby\St Leonards | \Organizations\101-NSW Health\8899-NSLHD | RN-000667 | Air Conditioner - Split System Indoor Unit | Air Conditioner - Split System Indoor Unit - RN30.02.018 | \Classifications\Specification Class\Building Equipment\HVAC\Terminal & Package Units\Package Units\Split Systems | Mechanical, Air Conditioning Unit | ME-ACU | \Classifications\Specification Class\VBIS\ME - Mechanical\ME-ACU - Air Conditioning Unit |  | HITACHI | RAS-25YHA3 |  | 2385 | RN-000667 | [6 empty] | 2023-07-25 | 2 - Normal | 2 - Good | 2 - Medium |  | 2 - Normal | Statutory | Preventive | Medium |  |  | 8y0M
866 | Royal North Shore Hospital | RN30 - Building 30 | Level 2 | RN30.02.016 | \Locations\Royal North Shore Hospital\RN30 - Building 30\Level 2 | \Geography\Oceania\Australia\New South Wales\Sydney Northern\Willoughby\St Leonards | \Organizations\101-NSW Health\8899-NSLHD | RN-000665 | Fire Extinguisher - CO2 | Fire Extinguisher - CO2 - RN30.02.016 | \Classifications\Specification Class\Building Equipment\Fire Protection\Fire Protection Specialities\Fire Extinguishers\CO2 | Fire Suppression, Portable Fire Extinguisher, Carbon Dioxide | FS-PFE-CD | \Classifications\Specification Class\VBIS\FS - Fire Suppression\FS-PFE - Portable Fire Extinguisher\FS-PFE-CD - Carbon Dioxide |  | AMPAC | 3.5kg |  |  | RN-000665 | [6 empty] | 2023-07-25 | 2 - Normal | 2 - Good | 2 - Medium |  | 2 - Normal | Statutory | Preventive | High |  |  | 12y0M
867 | Royal North Shore Hospital | RN30 - Building 30 | Level 2 | RN30.02.020 | \Locations\Royal North Shore Hospital\RN30 - Building 30\Level 2 | \Geography\Oceania\Australia\New South Wales\Sydney Northern\Willoughby\St Leonards | \Organizations\101-NSW Health\8899-NSLHD | RN-000668 | Fire Door - Single Leaf | Fire Door - Single Leaf - RN30.02.020 | \Classifications\Specification Class\Building Equipment\Fire Protection\Fire Protection Specialities\Fire Doors | Structure, Doors Fire Rated | ST-DFR | \Classifications\Specification Class\VBIS\ST - Structure\ST-DFR - Doors Fire Rated |  | ARA FIRE | FRL -/60/30 |  |  | RN-000668 |  |  |  |  | 2021-01-01 |  | 2023-07-25 | 2 - Normal | 2 - Good | 2 - Medium |  | 2 - Normal | Statutory | Preventive | High |  |  | 22y4M
868 | Royal North Shore Hospital | RN30 - Building 30 | Level 2 | RN30.02.020 | \Locations\Royal North Shore Hospital\RN30 - Building 30\Level 2 | \Geography\Oceania\Australia\New South Wales\Sydney Northern\Willoughby\St Leonards | \Organizations\101-NSW Health\8899-NSLHD | RN-000657 | Fire Extinguisher - CO2 | Fire Extinguisher - CO2 - RN30.02.020 | \Classifications\Specification Class\Building Equipment\Fire Protection\Fire Protection Specialities\Fire Extinguishers\CO2 | Fire Suppression, Portable Fire Extinguisher, Carbon Dioxide | FS-PFE-CD | \Classifications\Specification Class\VBIS\FS - Fire Suppression\FS-PFE - Portable Fire Extinguisher\FS-PFE-CD - Carbon Dioxide |  | ARA FIRE | 3.5kg |  |  | RN-000657 | [6 empty] | 2023-07-25 | 2 - Normal | 2 - Good | 2 - Medium |  | 2 - Normal | Statutory | Preventive | High |  |  | 12y0M
869 | Royal North Shore Hospital | RN30 - Building 30 | Level 2 | RN30.02.019 | \Locations\Royal North Shore Hospital\RN30 - Building 30\Level 2 | \Geography\Oceania\Australia\New South Wales\Sydney Northern\Willoughby\St Leonards | \Organizations\101-NSW Health\8899-NSLHD | RN-000689 | Fire Extinguisher - ABE Powder | Fire Extinguisher - ABE Powder - RN30.02.019 | \Classifications\Specification Class\Building Equipment\Fire Protection\Fire Protection Specialities\Fire Extinguishers\Powder | Fire Suppression, Portable Fire Extinguisher, Dry Chemical Powder, ABE | FS-PFE-DCP-ABE | \Classifications\Specification Class\VBIS\FS - Fire Suppression\FS-PFE - Portable Fire Extinguisher\FS-PFE-DCP - Dry Chemical Powder\FS-PFE-DCP-ABE - ABE |  | AMPAC | 9.0kg |  |  | RN-000689 | [6 empty] | 2023-07-25 | 2 - Normal | 2 - Good | 2 - Medium |  | 2 - Normal | Statutory | Preventive | High |  |  | 8y0M
870 | Royal North Shore Hospital | RN30 - Building 30 | Level 2 | RN30.02.023 | \Locations\Royal North Shore Hospital\RN30 - Building 30\Level 2 | \Geography\Oceania\Australia\New South Wales\Sydney Northern\Willoughby\St Leonards | \Organizations\101-NSW Health\8899-NSLHD | RN-000704 | Smoke Detector | Smoke Detector - RN30.02.023 | \Classifications\Specification Class\Building Equipment\Fire Protection\Fire Alarm Systems\Smoke Detectors | Fire Detection, Fire Detectors, Smoke | FD-FD-Sm | \Classifications\Specification Class\VBIS\FD - Fire Detection\FD-FD - Fire Detectors\FD-FD-Sm - Smoke |  | UNKNOWN |  |  |  | RN-000704 | [6 empty] | 2023-07-25 | 2 - Normal | 2 - Good | 2 - Medium |  | 2 - Normal | Statutory | Preventive | High |  |  | 16y0M
871 | Royal North Shore Hospital | RN30 - Building 30 | Level 2 | RN30.02.023 | \Locations\Royal North Shore Hospital\RN30 - Building 30\Level 2 | \Geography\Oceania\Australia\New South Wales\Sydney Northern\Willoughby\St Leonards | \Organizations\101-NSW Health\8899-NSLHD | RN-000706 | Smoke Detector | Smoke Detector - RN30.02.023 | \Classifications\Specification Class\Building Equipment\Fire Protection\Fire Alarm Systems\Smoke Detectors | Fire Detection, Fire Detectors, Smoke | FD-FD-Sm | \Classifications\Specification Class\VBIS\FD - Fire Detection\FD-FD - Fire Detectors\FD-FD-Sm - Smoke |  | UNKNOWN |  |  |  | RN-000706 | [6 empty] | 2023-07-25 | 2 - Normal | 2 - Good | 2 - Medium |  | 2 - Normal | Statutory | Preventive | High |  |  | 16y0M
872 | Royal North Shore Hospital | RN30 - Building 30 | Level 2 | RN30.02.023 | \Locations\Royal North Shore Hospital\RN30 - Building 30\Level 2 | \Geography\Oceania\Australia\New South Wales\Sydney Northern\Willoughby\St Leonards | \Organizations\101-NSW Health\8899-NSLHD | RN-000707 | Smoke Detector | Smoke Detector - RN30.02.023 | \Classifications\Specification Class\Building Equipment\Fire Protection\Fire Alarm Systems\Smoke Detectors | Fire Detection, Fire Detectors, Smoke | FD-FD-Sm | \Classifications\Specification Class\VBIS\FD - Fire Detection\FD-FD - Fire Detectors\FD-FD-Sm - Smoke |  | UNKNOWN |  |  |  | RN-000707 | [6 empty] | 2023-07-25 | 2 - Normal | 2 - Good | 2 - Medium |  | 2 - Normal | Statutory | Preventive | High |  |  | 16y0M
873 | Royal North Shore Hospital | RN30 - Building 30 | Level 2 | RN30.02.023 | \Locations\Royal North Shore Hospital\RN30 - Building 30\Level 2 | \Geography\Oceania\Australia\New South Wales\Sydney Northern\Willoughby\St Leonards | \Organizations\101-NSW Health\8899-NSLHD | RN-000710 | Emergency Exit Sign | Emergency Exit Sign - RN30.02.023 | \Classifications\Specification Class\Building Equipment\Electrical\Other Electrical Systems\Emergency Light & Power Systems\Emergency Evacuation Lighting | Electrical Lighting, Emergency Lighting, Testing | EL-EL-Te | \Classifications\Specification Class\VBIS\EL - Electrical Lighting\EL-EL - Emergency Lighting\EL-EL-Te - Testing |  | WHITE LITE | 24m |  |  | RN-000710 | [6 empty] | 2023-07-25 | 2 - Normal | 2 - Good | 2 - Medium |  | 2 - Normal | Statutory | Preventive | High |  |  | 20y0M
874 | Royal North Shore Hospital | RN30 - Building 30 | Level 2 | RN30.02.025 | \Locations\Royal North Shore Hospital\RN30 - Building 30\Level 2 | \Geography\Oceania\Australia\New South Wales\Sydney Northern\Willoughby\St Leonards | \Organizations\101-NSW Health\8899-NSLHD | RN-000688 | Air Conditioner - Split System Indoor Unit | Air Conditioner - Split System Indoor Unit - RN30.02.025 | \Classifications\Specification Class\Building Equipment\HVAC\Terminal & Package Units\Package Units\Split Systems | Mechanical, Air Conditioning Unit | ME-ACU | \Classifications\Specification Class\VBIS\ME - Mechanical\ME-ACU - Air Conditioning Unit |  | HITACHI | RAS-25YHA3 |  | 1862 | RN-000688 | [6 empty] | 2023-07-25 | 2 - Normal | 2 - Good | 2 - Medium |  | 2 - Normal | Statutory | Preventive | Medium |  |  | 8y0M
875 | Royal North Shore Hospital | RN30 - Building 30 | Level 2 | RN30.02.026 | \Locations\Royal North Shore Hospital\RN30 - Building 30\Level 2 | \Geography\Oceania\Australia\New South Wales\Sydney Northern\Willoughby\St Leonards | \Organizations\101-NSW Health\8899-NSLHD | RN-000653 | Air Conditioner - Split System Indoor Unit | Air Conditioner - Split System Indoor Unit - RN30.02.026 | \Classifications\Specification Class\Building Equipment\HVAC\Terminal & Package Units\Package Units\Split Systems | Mechanical, Air Conditioning Unit | ME-ACU | \Classifications\Specification Class\VBIS\ME - Mechanical\ME-ACU - Air Conditioning Unit |  | HITACHI | RAS-25YHA3 |  |  | RN-000653 | [6 empty] | 2023-07-25 | 2 - Normal | 2 - Good | 2 - Medium |  | 2 - Normal | Statutory | Preventive | Medium |  |  | 8y0M
876 | Royal North Shore Hospital | RN30 - Building 30 | Level 2 | RN30.02.024 | \Locations\Royal North Shore Hospital\RN30 - Building 30\Level 2 | \Geography\Oceania\Australia\New South Wales\Sydney Northern\Willoughby\St Leonards | \Organizations\101-NSW Health\8899-NSLHD | RN-000717 | Smoke Detector | Smoke Detector - RN30.02.024 | \Classifications\Specification Class\Building Equipment\Fire Protection\Fire Alarm Systems\Smoke Detectors | Fire Detection, Fire Detectors, Smoke | FD-FD-Sm | \Classifications\Specification Class\VBIS\FD - Fire Detection\FD-FD - Fire Detectors\FD-FD-Sm - Smoke |  | UNKNOWN |  |  |  | RN-000717 | [6 empty] | 2023-07-25 | 2 - Normal | 2 - Good | 2 - Medium |  | 2 - Normal | Statutory | Preventive | High |  |  | 16y0M
877 | Royal North Shore Hospital | RN30 - Building 30 | Level 2 | RN30.02.024 | \Locations\Royal North Shore Hospital\RN30 - Building 30\Level 2 | \Geography\Oceania\Australia\New South Wales\Sydney Northern\Willoughby\St Leonards | \Organizations\101-NSW Health\8899-NSLHD | RN-000718 | Air Conditioner - Split System Indoor Unit | Air Conditioner - Split System Indoor Unit - RN30.02.024 | \Classifications\Specification Class\Building Equipment\HVAC\Terminal & Package Units\Package Units\Split Systems | Mechanical, Air Conditioning Unit | ME-ACU | \Classifications\Specification Class\VBIS\ME - Mechanical\ME-ACU - Air Conditioning Unit |  | HITACHI | RAS-25YHA3 |  |  | RN-000718 | [6 empty] | 2023-07-25 | 2 - Normal | 2 - Good | 2 - Medium |  | 2 - Normal | Statutory | Preventive | Medium |  |  | 8y0M
878 | Royal North Shore Hospital | RN30 - Building 30 | Level 2 | RN30.02.019 | \Locations\Royal North Shore Hospital\RN30 - Building 30\Level 2 | \Geography\Oceania\Australia\New South Wales\Sydney Northern\Willoughby\St Leonards | \Organizations\101-NSW Health\8899-NSLHD | RN-000719 | Emergency Light | Emergency Light - RN30.02.019 | \Classifications\Specification Class\Building Equipment\Electrical\Other Electrical Systems\Emergency Light & Power Systems\Emergency Evacuation Lighting | Electrical Lighting, Emergency Lighting, Testing | EL-EL-Te | \Classifications\Specification Class\VBIS\EL - Electrical Lighting\EL-EL - Emergency Lighting\EL-EL-Te - Testing |  | UNKNOWN |  |  |  | RN-000719 | [6 empty] | 2023-07-25 | 2 - Normal | 2 - Good | 2 - Medium |  | 2 - Normal | Statutory | Preventive | High |  |  | 20y0M
879 | Royal North Shore Hospital | RN30 - Building 30 | Level 2 | RN30.02.019 | \Locations\Royal North Shore Hospital\RN30 - Building 30\Level 2 | \Geography\Oceania\Australia\New South Wales\Sydney Northern\Willoughby\St Leonards | \Organizations\101-NSW Health\8899-NSLHD | RN-000720 | Smoke Detector | Smoke Detector - RN30.02.019 | \Classifications\Specification Class\Building Equipment\Fire Protection\Fire Alarm Systems\Smoke Detectors | Fire Detection, Fire Detectors, Smoke | FD-FD-Sm | \Classifications\Specification Class\VBIS\FD - Fire Detection\FD-FD - Fire Detectors\FD-FD-Sm - Smoke |  | UNKNOWN |  |  |  | RN-000720 | [6 empty] | 2023-07-25 | 2 - Normal | 2 - Good | 2 - Medium |  | 2 - Normal | Statutory | Preventive | High |  |  | 16y0M
880 | Royal North Shore Hospital | RN30 - Building 30 | Level 2 | RN30.02.036 | \Locations\Royal North Shore Hospital\RN30 - Building 30\Level 2 | \Geography\Oceania\Australia\New South Wales\Sydney Northern\Willoughby\St Leonards | \Organizations\101-NSW Health\8899-NSLHD | RN-000723 | Smoke Detector | Smoke Detector - RN30.02.036 | \Classifications\Specification Class\Building Equipment\Fire Protection\Fire Alarm Systems\Smoke Detectors | Fire Detection, Fire Detectors, Smoke | FD-FD-Sm | \Classifications\Specification Class\VBIS\FD - Fire Detection\FD-FD - Fire Detectors\FD-FD-Sm - Smoke |  | UNKNOWN |  |  |  | RN-000723 | [6 empty] | 2023-07-25 | 2 - Normal | 2 - Good | 2 - Medium |  | 2 - Normal | Statutory | Preventive | High |  |  | 16y0M
881 | Royal North Shore Hospital | RN30 - Building 30 | Level 2 | RN30.02.036 | \Locations\Royal North Shore Hospital\RN30 - Building 30\Level 2 | \Geography\Oceania\Australia\New South Wales\Sydney Northern\Willoughby\St Leonards | \Organizations\101-NSW Health\8899-NSLHD | RN-000721 | Smoke Detector | Smoke Detector - RN30.02.036 | \Classifications\Specification Class\Building Equipment\Fire Protection\Fire Alarm Systems\Smoke Detectors | Fire Detection, Fire Detectors, Smoke | FD-FD-Sm | \Classifications\Specification Class\VBIS\FD - Fire Detection\FD-FD - Fire Detectors\FD-FD-Sm - Smoke |  | UNKNOWN |  |  |  | RN-000721 | [6 empty] | 2023-07-25 | 2 - Normal | 2 - Good | 2 - Medium |  | 2 - Normal | Statutory | Preventive | High |  |  | 16y0M
882 | Royal North Shore Hospital | RN30 - Building 30 | Level 2 | RN30.02.036 | \Locations\Royal North Shore Hospital\RN30 - Building 30\Level 2 | \Geography\Oceania\Australia\New South Wales\Sydney Northern\Willoughby\St Leonards | \Organizations\101-NSW Health\8899-NSLHD | RN-000722 | Emergency Light | Emergency Light - RN30.02.036 | \Classifications\Specification Class\Building Equipment\Electrical\Other Electrical Systems\Emergency Light & Power Systems\Emergency Evacuation Lighting | Electrical Lighting, Emergency Lighting, Testing | EL-EL-Te | \Classifications\Specification Class\VBIS\EL - Electrical Lighting\EL-EL - Emergency Lighting\EL-EL-Te - Testing |  | UNKNOWN |  |  |  | RN-000722 | [6 empty] | 2023-07-25 | 2 - Normal | 2 - Good | 2 - Medium |  | 2 - Normal | Statutory | Preventive | High |  |  | 20y0M
883 | Royal North Shore Hospital | RN30 - Building 30 | Level 2 | RN30.02.011 | \Locations\Royal North Shore Hospital\RN30 - Building 30\Level 2 | \Geography\Oceania\Australia\New South Wales\Sydney Northern\Willoughby\St Leonards | \Organizations\101-NSW Health\8899-NSLHD | RN-000624 | Fire Extinguisher - ABE Powder | Fire Extinguisher - ABE Powder - RN30.02.011 | \Classifications\Specification Class\Building Equipment\Fire Protection\Fire Protection Specialities\Fire Extinguishers\Powder | Fire Suppression, Portable Fire Extinguisher, Dry Chemical Powder, ABE | FS-PFE-DCP-ABE | \Classifications\Specification Class\VBIS\FS - Fire Suppression\FS-PFE - Portable Fire Extinguisher\FS-PFE-DCP - Dry Chemical Powder\FS-PFE-DCP-ABE - ABE |  | FLAMESTOP | 4.5kg |  |  | RN-000624 | [6 empty] | 2023-07-25 | 2 - Normal | 2 - Good | 2 - Medium |  | 2 - Normal | Statutory | Preventive | High |  |  | 8y0M
884 | Royal North Shore Hospital | RN03 - Chapel | Level 1 | RN03.00.001 | \Locations\Royal North Shore Hospital\RN03 - Chapel\Level 1 | \Geography\Oceania\Australia\New South Wales\Sydney Northern\Willoughby\St Leonards | \Organizations\101-NSW Health\8899-NSLHD | RN-000212 | Fire Extinguisher - CO2 | Fire Extinguisher - CO2 - RN03.00.001 | \Classifications\Specification Class\Building Equipment\Fire Protection\Fire Protection Specialities\Fire Extinguishers\CO2 | Fire Suppression, Portable Fire Extinguisher, Carbon Dioxide | FS-PFE-CD | \Classifications\Specification Class\VBIS\FS - Fire Suppression\FS-PFE - Portable Fire Extinguisher\FS-PFE-CD - Carbon Dioxide |  | FIREBOX | 3.5kg |  |  | RN-000212 | [6 empty] | 2023-07-25 | 2 - Normal | 2 - Good | 2 - Medium |  | 2 - Normal | Statutory | Preventive | High |  |  | 12y0M
885 | Royal North Shore Hospital | RN30 - Building 30 | Level 2 | RN30.02.036 | \Locations\Royal North Shore Hospital\RN30 - Building 30\Level 2 | \Geography\Oceania\Australia\New South Wales\Sydney Northern\Willoughby\St Leonards | \Organizations\101-NSW Health\8899-NSLHD | RN-000730 | Emergency Light | Emergency Light - RN30.02.036 | \Classifications\Specification Class\Building Equipment\Electrical\Other Electrical Systems\Emergency Light & Power Systems\Emergency Evacuation Lighting | Electrical Lighting, Emergency Lighting, Testing | EL-EL-Te | \Classifications\Specification Class\VBIS\EL - Electrical Lighting\EL-EL - Emergency Lighting\EL-EL-Te - Testing |  | UNKNOWN |  |  |  | RN-000730 | [6 empty] | 2023-07-25 | 2 - Normal | 2 - Good | 2 - Medium |  | 2 - Normal | Statutory | Preventive | High |  |  | 20y0M
886 | Royal North Shore Hospital | RN30 - Building 30 | Level 2 | RN30.02.027 | \Locations\Royal North Shore Hospital\RN30 - Building 30\Level 2 | \Geography\Oceania\Australia\New South Wales\Sydney Northern\Willoughby\St Leonards | \Organizations\101-NSW Health\8899-NSLHD | RN-000728 | Air Conditioner - Split System Indoor Unit | Air Conditioner - Split System Indoor Unit - RN30.02.027 | \Classifications\Specification Class\Building Equipment\HVAC\Terminal & Package Units\Package Units\Split Systems | Mechanical, Air Conditioning Unit | ME-ACU | \Classifications\Specification Class\VBIS\ME - Mechanical\ME-ACU - Air Conditioning Unit |  | HITACHI | RAS-25YHA3 |  | 1980 | RN-000728 | [6 empty] | 2023-07-25 | 2 - Normal | 2 - Good | 2 - Medium |  | 2 - Normal | Statutory | Preventive | Medium |  |  | 8y0M
887 | Royal North Shore Hospital | RN30 - Building 30 | Level 2 | RN30.02.028 | \Locations\Royal North Shore Hospital\RN30 - Building 30\Level 2 | \Geography\Oceania\Australia\New South Wales\Sydney Northern\Willoughby\St Leonards | \Organizations\101-NSW Health\8899-NSLHD | RN-000724 | Smoke Detector | Smoke Detector - RN30.02.028 | \Classifications\Specification Class\Building Equipment\Fire Protection\Fire Alarm Systems\Smoke Detectors | Fire Detection, Fire Detectors, Smoke | FD-FD-Sm | \Classifications\Specification Class\VBIS\FD - Fire Detection\FD-FD - Fire Detectors\FD-FD-Sm - Smoke |  | UNKNOWN |  |  |  | RN-000724 | [6 empty] | 2023-07-25 | 2 - Normal | 2 - Good | 2 - Medium |  | 2 - Normal | Statutory | Preventive | High |  |  | 16y0M
888 | Royal North Shore Hospital | RN30 - Building 30 | Level 1 | External | \Locations\Royal North Shore Hospital\RN30 - Building 30\Level 1 | \Geography\Oceania\Australia\New South Wales\Sydney Northern\Willoughby\St Leonards | \Organizations\101-NSW Health\8899-NSLHD | RN-000726 | Hot Water Heater - Electric | Hot Water Heater - Electric - External | \Classifications\Specification Class\Building Equipment\Plumbing\Domestic Water Distribution\Hot Water Service\Hot Water Heaters | Hydraulics, Hot Water Unit, Storage Tanks, Gas | HY-HWU-ST-Ga | \Classifications\Specification Class\VBIS\HY - Hydraulics\HY-HWU - Hot Water Unit\HY-HWU-ST - Storage Tanks\HY-HWU-ST-Ga - Gas |  | RHEEM |  |  |  | RN-000726 | [6 empty] | 2023-07-25 | 2 - Normal | 2 - Good | 2 - Medium |  | 2 - Normal | Statutory | Preventive | Medium |  |  | 8y0M
889 | Royal North Shore Hospital | RN29 - Health Information Services | Level 1 | RN29.01.002 | \Locations\Royal North Shore Hospital\RN29 - Health Information Services\Level 1 | \Geography\Oceania\Australia\New South Wales\Sydney Northern\Willoughby\St Leonards | \Organizations\101-NSW Health\8899-NSLHD | RN-000725 | Fire Extinguisher - CO2 | Fire Extinguisher - CO2 - RN29.01.002 | \Classifications\Specification Class\Building Equipment\Fire Protection\Fire Protection Specialities\Fire Extinguishers\CO2 | Fire Suppression, Portable Fire Extinguisher, Carbon Dioxide | FS-PFE-CD | \Classifications\Specification Class\VBIS\FS - Fire Suppression\FS-PFE - Portable Fire Extinguisher\FS-PFE-CD - Carbon Dioxide |  | FLAMESTOP | 3.5kg |  |  | RN-000725 | [6 empty] | 2023-07-25 | 2 - Normal | 2 - Good | 2 - Medium |  | 2 - Normal | Statutory | Preventive | High |  |  | 12y0M
890 | Royal North Shore Hospital | RN29 - Health Information Services | Level 1 | RN29.01.004 | \Locations\Royal North Shore Hospital\RN29 - Health Information Services\Level 1 | \Geography\Oceania\Australia\New South Wales\Sydney Northern\Willoughby\St Leonards | \Organizations\101-NSW Health\8899-NSLHD | RN-000727 | Boiling Water Unit | Boiling Water Unit - RN29.01.004 | \Classifications\Specification Class\Food Service Equipment\Chilled Water/Hot Water Taps | Hydraulics, Potable Water Units, Water Filter Unit | HY-PWU-WFU | \Classifications\Specification Class\VBIS\HY - Hydraulics\HY-PWU - Potable Water Units\HY-PWU-WFU - Water Filter Unit |  | ZIP |  |  |  | RN-000727 | [6 empty] | 2023-07-25 | 2 - Normal | 2 - Good | 1 - Low |  | 2 - Normal | Statutory | Preventive | Medium |  |  | 8y0M
891 | Royal North Shore Hospital | RN29 - Health Information Services | Level 1 | RN29.01.002 | \Locations\Royal North Shore Hospital\RN29 - Health Information Services\Level 1 | \Geography\Oceania\Australia\New South Wales\Sydney Northern\Willoughby\St Leonards | \Organizations\101-NSW Health\8899-NSLHD | RN-000751 | Distribution Board - DB-29.1.1 | Distribution Board - DB-29.1.1 - RN29.01.002 | \Classifications\Specification Class\Building Equipment\Electrical\Electrical Service & Distribution\Distribution Boards | Electrical Power, Switchboard, Main Switch Board | EP-SB-MSB | \Classifications\Specification Class\VBIS\EP - Electrical Power\EP-SB - Switchboard\EP-SB-MSB - Main Switch Board |  | UNKNOWN |  |  |  | RN-000751 | [6 empty] | 2023-07-25 | 2 - Normal | 2 - Good | 3 - High |  | 2 - Normal | Statutory | Preventive | High |  |  | 20y0M | [9 empty] | 15 RCDs
892 | Royal North Shore Hospital | RN29 - Health Information Services | Level 1 | RN29.01.002 | \Locations\Royal North Shore Hospital\RN29 - Health Information Services\Level 1 | \Geography\Oceania\Australia\New South Wales\Sydney Northern\Willoughby\St Leonards | \Organizations\101-NSW Health\8899-NSLHD | RN-000752 | Distribution Board (Sub) - SB29.1.1.E | Distribution Board (Sub) - SB29.1.1.E - RN29.01.002 | \Classifications\Specification Class\Building Equipment\Electrical\Electrical Service & Distribution\Distribution Boards | Electrical Power, Switchboard, Main Switch Board | EP-SB-MSB | \Classifications\Specification Class\VBIS\EP - Electrical Power\EP-SB - Switchboard\EP-SB-MSB - Main Switch Board |  | CUTLER-HAMMER |  |  |  | RN-000752 | [6 empty] | 2023-07-25 | 2 - Normal | 2 - Good | 3 - High |  | 2 - Normal | Statutory | Preventive | High |  |  | 20y0M | [9 empty] | 4 RCDs
893 | Royal North Shore Hospital | RN29 - Health Information Services | Level 1 | RN29.01.002 | \Locations\Royal North Shore Hospital\RN29 - Health Information Services\Level 1 | \Geography\Oceania\Australia\New South Wales\Sydney Northern\Willoughby\St Leonards | \Organizations\101-NSW Health\8899-NSLHD | RN-000753 | Fire Extinguisher - CO2 | Fire Extinguisher - CO2 - RN29.01.002 | \Classifications\Specification Class\Building Equipment\Fire Protection\Fire Protection Specialities\Fire Extinguishers\CO2 | Fire Suppression, Portable Fire Extinguisher, Carbon Dioxide | FS-PFE-CD | \Classifications\Specification Class\VBIS\FS - Fire Suppression\FS-PFE - Portable Fire Extinguisher\FS-PFE-CD - Carbon Dioxide |  | FLAMESTOP | 3.5kg |  |  | RN-000753 | [6 empty] | 2023-07-25 | 2 - Normal | 2 - Good | 2 - Medium |  | 2 - Normal | Statutory | Preventive | High |  |  | 12y0M
894 | Royal North Shore Hospital | RN29 - Health Information Services | Level 1 | RN29.01.010 | \Locations\Royal North Shore Hospital\RN29 - Health Information Services\Level 1 | \Geography\Oceania\Australia\New South Wales\Sydney Northern\Willoughby\St Leonards | \Organizations\101-NSW Health\8899-NSLHD | RN-000754 | Fire Extinguisher - CO2 | Fire Extinguisher - CO2 - RN29.01.010 | \Classifications\Specification Class\Building Equipment\Fire Protection\Fire Protection Specialities\Fire Extinguishers\CO2 | Fire Suppression, Portable Fire Extinguisher, Carbon Dioxide | FS-PFE-CD | \Classifications\Specification Class\VBIS\FS - Fire Suppression\FS-PFE - Portable Fire Extinguisher\FS-PFE-CD - Carbon Dioxide |  | AMPAC | 3.5kg |  |  | RN-000754 | [6 empty] | 2023-07-25 | 2 - Normal | 2 - Good | 2 - Medium |  | 2 - Normal | Statutory | Preventive | High |  |  | 12y0M
895 | Royal North Shore Hospital | RN29 - Health Information Services | Level 1 | RN29.01.007 | \Locations\Royal North Shore Hospital\RN29 - Health Information Services\Level 1 | \Geography\Oceania\Australia\New South Wales\Sydney Northern\Willoughby\St Leonards | \Organizations\101-NSW Health\8899-NSLHD | RN-000755 | Fire Extinguisher - CO2 | Fire Extinguisher - CO2 - RN29.01.007 | \Classifications\Specification Class\Building Equipment\Fire Protection\Fire Protection Specialities\Fire Extinguishers\CO2 | Fire Suppression, Portable Fire Extinguisher, Carbon Dioxide | FS-PFE-CD | \Classifications\Specification Class\VBIS\FS - Fire Suppression\FS-PFE - Portable Fire Extinguisher\FS-PFE-CD - Carbon Dioxide |  | AMPAC | 3.5kg |  |  | RN-000755 | [6 empty] | 2023-07-25 | 2 - Normal | 2 - Good | 2 - Medium |  | 2 - Normal | Statutory | Preventive | High |  |  | 12y0M
896 | Royal North Shore Hospital | RN29 - Health Information Services | Level 1 | RN29.01.003 | \Locations\Royal North Shore Hospital\RN29 - Health Information Services\Level 1 | \Geography\Oceania\Australia\New South Wales\Sydney Northern\Willoughby\St Leonards | \Organizations\101-NSW Health\8899-NSLHD | RN-000771 | Air Conditioner - Split System Indoor Unit | Air Conditioner - Split System Indoor Unit - RN29.01.003 | \Classifications\Specification Class\Building Equipment\HVAC\Terminal & Package Units\Package Units\Split Systems | Mechanical, Air Conditioning Unit | ME-ACU | \Classifications\Specification Class\VBIS\ME - Mechanical\ME-ACU - Air Conditioning Unit |  | HITACHI | RAS-25YHA3 |  |  | RN-000771 | [6 empty] | 2023-07-25 | 2 - Normal | 2 - Good | 2 - Medium |  | 2 - Normal | Statutory | Preventive | Medium |  |  | 8y0M
897 | Royal North Shore Hospital | RN29 - Health Information Services | Level 1 | RN29.01.003 | \Locations\Royal North Shore Hospital\RN29 - Health Information Services\Level 1 | \Geography\Oceania\Australia\New South Wales\Sydney Northern\Willoughby\St Leonards | \Organizations\101-NSW Health\8899-NSLHD | RN-000772 | Smoke Detector | Smoke Detector - RN29.01.003 | \Classifications\Specification Class\Building Equipment\Fire Protection\Fire Alarm Systems\Smoke Detectors | Fire Detection, Fire Detectors, Smoke | FD-FD-Sm | \Classifications\Specification Class\VBIS\FD - Fire Detection\FD-FD - Fire Detectors\FD-FD-Sm - Smoke |  | UNKNOWN |  |  |  | RN-000772 | [6 empty] | 2023-07-25 | 2 - Normal | 2 - Good | 2 - Medium |  | 2 - Normal | Statutory | Preventive | High |  |  | 16y0M
898 | Royal North Shore Hospital | RN29 - Health Information Services | Level 1 | RN29.01.020 | \Locations\Royal North Shore Hospital\RN29 - Health Information Services\Level 1 | \Geography\Oceania\Australia\New South Wales\Sydney Northern\Willoughby\St Leonards | \Organizations\101-NSW Health\8899-NSLHD | RN-000757 | Emergency Exit Sign | Emergency Exit Sign - RN29.01.020 | \Classifications\Specification Class\Building Equipment\Electrical\Other Electrical Systems\Emergency Light & Power Systems\Emergency Evacuation Lighting | Electrical Lighting, Emergency Lighting, Testing | EL-EL-Te | \Classifications\Specification Class\VBIS\EL - Electrical Lighting\EL-EL - Emergency Lighting\EL-EL-Te - Testing |  | CLEVERTRONICS | 24m |  |  | RN-000757 | [6 empty] | 2023-07-25 | 2 - Normal | 2 - Good | 2 - Medium |  | 2 - Normal | Statutory | Preventive | High |  |  | 20y0M
899 | Royal North Shore Hospital | RN29 - Health Information Services | Level 1 | RN29.01.020 | \Locations\Royal North Shore Hospital\RN29 - Health Information Services\Level 1 | \Geography\Oceania\Australia\New South Wales\Sydney Northern\Willoughby\St Leonards | \Organizations\101-NSW Health\8899-NSLHD | RN-000758 | Smoke Detector | Smoke Detector - RN29.01.020 | \Classifications\Specification Class\Building Equipment\Fire Protection\Fire Alarm Systems\Smoke Detectors | Fire Detection, Fire Detectors, Smoke | FD-FD-Sm | \Classifications\Specification Class\VBIS\FD - Fire Detection\FD-FD - Fire Detectors\FD-FD-Sm - Smoke |  | UNKNOWN |  |  |  | RN-000758 | [6 empty] | 2023-07-25 | 2 - Normal | 2 - Good | 2 - Medium |  | 2 - Normal | Statutory | Preventive | High |  |  | 16y0M
900 | Royal North Shore Hospital | RN29 - Health Information Services | Level 1 | RN29.01.020 | \Locations\Royal North Shore Hospital\RN29 - Health Information Services\Level 1 | \Geography\Oceania\Australia\New South Wales\Sydney Northern\Willoughby\St Leonards | \Organizations\101-NSW Health\8899-NSLHD | RN-000759 | Emergency Exit Sign | Emergency Exit Sign - RN29.01.020 | \Classifications\Specification Class\Building Equipment\Electrical\Other Electrical Systems\Emergency Light & Power Systems\Emergency Evacuation Lighting | Electrical Lighting, Emergency Lighting, Testing | EL-EL-Te | \Classifications\Specification Class\VBIS\EL - Electrical Lighting\EL-EL - Emergency Lighting\EL-EL-Te - Testing |  | WHITE LITE | 24m |  |  | RN-000759 | [6 empty] | 2023-07-25 | 2 - Normal | 2 - Good | 2 - Medium |  | 2 - Normal | Statutory | Preventive | High |  |  | 20y0M
901 | Royal North Shore Hospital | RN29 - Health Information Services | Level 1 | RN29.01.020 | \Locations\Royal North Shore Hospital\RN29 - Health Information Services\Level 1 | \Geography\Oceania\Australia\New South Wales\Sydney Northern\Willoughby\St Leonards | \Organizations\101-NSW Health\8899-NSLHD | RN-000760 | Smoke Detector | Smoke Detector - RN29.01.020 | \Classifications\Specification Class\Building Equipment\Fire Protection\Fire Alarm Systems\Smoke Detectors | Fire Detection, Fire Detectors, Smoke | FD-FD-Sm | \Classifications\Specification Class\VBIS\FD - Fire Detection\FD-FD - Fire Detectors\FD-FD-Sm - Smoke |  | UNKNOWN |  |  |  | RN-000760 | [6 empty] | 2023-07-25 | 2 - Normal | 2 - Good | 2 - Medium |  | 2 - Normal | Statutory | Preventive | High |  |  | 16y0M
902 | Royal North Shore Hospital | RN29 - Health Information Services | Level 1 | RN29.01.020 | \Locations\Royal North Shore Hospital\RN29 - Health Information Services\Level 1 | \Geography\Oceania\Australia\New South Wales\Sydney Northern\Willoughby\St Leonards | \Organizations\101-NSW Health\8899-NSLHD | RN-000761 | Smoke Detector | Smoke Detector - RN29.01.020 | \Classifications\Specification Class\Building Equipment\Fire Protection\Fire Alarm Systems\Smoke Detectors | Fire Detection, Fire Detectors, Smoke | FD-FD-Sm | \Classifications\Specification Class\VBIS\FD - Fire Detection\FD-FD - Fire Detectors\FD-FD-Sm - Smoke |  | UNKNOWN |  |  |  | RN-000761 | [6 empty] | 2023-07-25 | 2 - Normal | 2 - Good | 2 - Medium |  | 2 - Normal | Statutory | Preventive | High |  |  | 16y0M
903 | Royal North Shore Hospital | RN29 - Health Information Services | Level 1 | RN29.01.020 | \Locations\Royal North Shore Hospital\RN29 - Health Information Services\Level 1 | \Geography\Oceania\Australia\New South Wales\Sydney Northern\Willoughby\St Leonards | \Organizations\101-NSW Health\8899-NSLHD | RN-000762 | Smoke Detector | Smoke Detector - RN29.01.020 | \Classifications\Specification Class\Building Equipment\Fire Protection\Fire Alarm Systems\Smoke Detectors | Fire Detection, Fire Detectors, Smoke | FD-FD-Sm | \Classifications\Specification Class\VBIS\FD - Fire Detection\FD-FD - Fire Detectors\FD-FD-Sm - Smoke |  | UNKNOWN |  |  |  | RN-000762 | [6 empty] | 2023-07-25 | 2 - Normal | 2 - Good | 2 - Medium |  | 2 - Normal | Statutory | Preventive | High |  |  | 16y0M
904 | Royal North Shore Hospital | RN29 - Health Information Services | Level 1 | RN29.01.020 | \Locations\Royal North Shore Hospital\RN29 - Health Information Services\Level 1 | \Geography\Oceania\Australia\New South Wales\Sydney Northern\Willoughby\St Leonards | \Organizations\101-NSW Health\8899-NSLHD | RN-000763 | Emergency Exit Sign | Emergency Exit Sign - RN29.01.020 | \Classifications\Specification Class\Building Equipment\Electrical\Other Electrical Systems\Emergency Light & Power Systems\Emergency Evacuation Lighting | Electrical Lighting, Emergency Lighting, Testing | EL-EL-Te | \Classifications\Specification Class\VBIS\EL - Electrical Lighting\EL-EL - Emergency Lighting\EL-EL-Te - Testing |  | WHITE LITE | 24m |  |  | RN-000763 | [6 empty] | 2023-07-25 | 2 - Normal | 2 - Good | 2 - Medium |  | 2 - Normal | Statutory | Preventive | High |  |  | 20y0M
905 | Royal North Shore Hospital | RN29 - Health Information Services | Level 1 | RN29.01.020 | \Locations\Royal North Shore Hospital\RN29 - Health Information Services\Level 1 | \Geography\Oceania\Australia\New South Wales\Sydney Northern\Willoughby\St Leonards | \Organizations\101-NSW Health\8899-NSLHD | RN-000767 | Emergency Exit Sign | Emergency Exit Sign - RN29.01.020 | \Classifications\Specification Class\Building Equipment\Electrical\Other Electrical Systems\Emergency Light & Power Systems\Emergency Evacuation Lighting | Electrical Lighting, Emergency Lighting, Testing | EL-EL-Te | \Classifications\Specification Class\VBIS\EL - Electrical Lighting\EL-EL - Emergency Lighting\EL-EL-Te - Testing |  | WHITE LITE | 24m |  |  | RN-000767 | [6 empty] | 2023-07-25 | 2 - Normal | 2 - Good | 2 - Medium |  | 2 - Normal | Statutory | Preventive | High |  |  | 20y0M
906 | Royal North Shore Hospital | RN29 - Health Information Services | Level 1 | RN29.01.020 | \Locations\Royal North Shore Hospital\RN29 - Health Information Services\Level 1 | \Geography\Oceania\Australia\New South Wales\Sydney Northern\Willoughby\St Leonards | \Organizations\101-NSW Health\8899-NSLHD | RN-000766 | Emergency Exit Sign | Emergency Exit Sign - RN29.01.020 | \Classifications\Specification Class\Building Equipment\Electrical\Other Electrical Systems\Emergency Light & Power Systems\Emergency Evacuation Lighting | Electrical Lighting, Emergency Lighting, Testing | EL-EL-Te | \Classifications\Specification Class\VBIS\EL - Electrical Lighting\EL-EL - Emergency Lighting\EL-EL-Te - Testing |  | WHITE LITE | 24m |  |  | RN-000766 | [6 empty] | 2023-07-25 | 2 - Normal | 4 - Poor | 2 - Medium | NO SIGNAGE | 2 - Normal | Statutory | Preventive | High |  |  | 5y0M
907 | Royal North Shore Hospital | RN29 - Health Information Services | Level 1 | RN29.01.020 | \Locations\Royal North Shore Hospital\RN29 - Health Information Services\Level 1 | \Geography\Oceania\Australia\New South Wales\Sydney Northern\Willoughby\St Leonards | \Organizations\101-NSW Health\8899-NSLHD | RN-000769 | Emergency Exit Sign | Emergency Exit Sign - RN29.01.020 | \Classifications\Specification Class\Building Equipment\Electrical\Other Electrical Systems\Emergency Light & Power Systems\Emergency Evacuation Lighting | Electrical Lighting, Emergency Lighting, Testing | EL-EL-Te | \Classifications\Specification Class\VBIS\EL - Electrical Lighting\EL-EL - Emergency Lighting\EL-EL-Te - Testing |  | WHITE LITE | 24m |  |  | RN-000769 | [6 empty] | 2023-07-25 | 2 - Normal | 2 - Good | 2 - Medium |  | 2 - Normal | Statutory | Preventive | High |  |  | 20y0M
908 | Royal North Shore Hospital | RN29 - Health Information Services | Level 1 | RN29.01.020 | \Locations\Royal North Shore Hospital\RN29 - Health Information Services\Level 1 | \Geography\Oceania\Australia\New South Wales\Sydney Northern\Willoughby\St Leonards | \Organizations\101-NSW Health\8899-NSLHD | RN-000768 | Smoke Detector | Smoke Detector - RN29.01.020 | \Classifications\Specification Class\Building Equipment\Fire Protection\Fire Alarm Systems\Smoke Detectors | Fire Detection, Fire Detectors, Smoke | FD-FD-Sm | \Classifications\Specification Class\VBIS\FD - Fire Detection\FD-FD - Fire Detectors\FD-FD-Sm - Smoke |  | UNKNOWN |  |  |  | RN-000768 | [6 empty] | 2023-07-25 | 2 - Normal | 2 - Good | 2 - Medium |  | 2 - Normal | Statutory | Preventive | High |  |  | 16y0M
909 | Royal North Shore Hospital | RN29 - Health Information Services | Level 1 | RN29.01.020 | \Locations\Royal North Shore Hospital\RN29 - Health Information Services\Level 1 | \Geography\Oceania\Australia\New South Wales\Sydney Northern\Willoughby\St Leonards | \Organizations\101-NSW Health\8899-NSLHD | RN-000765 | Air Conditioner - Split System Indoor Unit | Air Conditioner - Split System Indoor Unit - RN29.01.020 | \Classifications\Specification Class\Building Equipment\HVAC\Terminal & Package Units\Package Units\Split Systems | Mechanical, Air Conditioning Unit | ME-ACU | \Classifications\Specification Class\VBIS\ME - Mechanical\ME-ACU - Air Conditioning Unit |  | SAMSUNG | Digital Inverter |  |  | RN-000765 | [6 empty] | 2023-07-25 | 2 - Normal | 2 - Good | 2 - Medium |  | 2 - Normal | Statutory | Preventive | Medium |  |  | 8y0M
910 | Royal North Shore Hospital | RN29 - Health Information Services | Level 1 | RN29.01.020 | \Locations\Royal North Shore Hospital\RN29 - Health Information Services\Level 1 | \Geography\Oceania\Australia\New South Wales\Sydney Northern\Willoughby\St Leonards | \Organizations\101-NSW Health\8899-NSLHD | RN-000764 | Smoke Detector | Smoke Detector - RN29.01.020 | \Classifications\Specification Class\Building Equipment\Fire Protection\Fire Alarm Systems\Smoke Detectors | Fire Detection, Fire Detectors, Smoke | FD-FD-Sm | \Classifications\Specification Class\VBIS\FD - Fire Detection\FD-FD - Fire Detectors\FD-FD-Sm - Smoke |  | UNKNOWN |  |  |  | RN-000764 | [6 empty] | 2023-07-25 | 2 - Normal | 2 - Good | 2 - Medium |  | 2 - Normal | Statutory | Preventive | High |  |  | 16y0M
911 | Royal North Shore Hospital | RN29 - Health Information Services | Level 1 | RN29.01.018 | \Locations\Royal North Shore Hospital\RN29 - Health Information Services\Level 1 | \Geography\Oceania\Australia\New South Wales\Sydney Northern\Willoughby\St Leonards | \Organizations\101-NSW Health\8899-NSLHD | RN-000799 | Air Conditioner - Split System Indoor Unit | Air Conditioner - Split System Indoor Unit - RN29.01.018 | \Classifications\Specification Class\Building Equipment\HVAC\Terminal & Package Units\Package Units\Split Systems | Mechanical, Air Conditioning Unit | ME-ACU | \Classifications\Specification Class\VBIS\ME - Mechanical\ME-ACU - Air Conditioning Unit |  | HITACHI |  |  |  | RN-000799 | [6 empty] | 2023-07-25 | 2 - Normal | 2 - Good | 2 - Medium |  | 2 - Normal | Statutory | Preventive | Medium |  |  | 8y0M
912 | Royal North Shore Hospital | RN29 - Health Information Services | Level 1 | RN29.01.020 | \Locations\Royal North Shore Hospital\RN29 - Health Information Services\Level 1 | \Geography\Oceania\Australia\New South Wales\Sydney Northern\Willoughby\St Leonards | \Organizations\101-NSW Health\8899-NSLHD | RN-000776 | Air Conditioner - Split System Indoor Unit | Air Conditioner - Split System Indoor Unit - RN29.01.020 | \Classifications\Specification Class\Building Equipment\HVAC\Terminal & Package Units\Package Units\Split Systems | Mechanical, Air Conditioning Unit | ME-ACU | \Classifications\Specification Class\VBIS\ME - Mechanical\ME-ACU - Air Conditioning Unit |  | LG | S36AHP-ND7 |  |  | RN-000776 | [6 empty] | 2023-07-25 | 2 - Normal | 2 - Good | 2 - Medium |  | 2 - Normal | Statutory | Preventive | Medium |  |  | 8y0M
913 | Royal North Shore Hospital | RN29 - Health Information Services | Level 1 | RN29.01.020 | \Locations\Royal North Shore Hospital\RN29 - Health Information Services\Level 1 | \Geography\Oceania\Australia\New South Wales\Sydney Northern\Willoughby\St Leonards | \Organizations\101-NSW Health\8899-NSLHD | RN-000778 | Emergency Exit Sign | Emergency Exit Sign - RN29.01.020 | \Classifications\Specification Class\Building Equipment\Electrical\Other Electrical Systems\Emergency Light & Power Systems\Emergency Evacuation Lighting | Electrical Lighting, Emergency Lighting, Testing | EL-EL-Te | \Classifications\Specification Class\VBIS\EL - Electrical Lighting\EL-EL - Emergency Lighting\EL-EL-Te - Testing |  | WHITE LITE | 24m |  |  | RN-000778 | [6 empty] | 2023-07-25 | 2 - Normal | 2 - Good | 2 - Medium |  | 2 - Normal | Statutory | Preventive | High |  |  | 20y0M
914 | Royal North Shore Hospital | RN29 - Health Information Services | Level 1 | RN29.01.020 | \Locations\Royal North Shore Hospital\RN29 - Health Information Services\Level 1 | \Geography\Oceania\Australia\New South Wales\Sydney Northern\Willoughby\St Leonards | \Organizations\101-NSW Health\8899-NSLHD | RN-000780 | Emergency Exit Sign | Emergency Exit Sign - RN29.01.020 | \Classifications\Specification Class\Building Equipment\Electrical\Other Electrical Systems\Emergency Light & Power Systems\Emergency Evacuation Lighting | Electrical Lighting, Emergency Lighting, Testing | EL-EL-Te | \Classifications\Specification Class\VBIS\EL - Electrical Lighting\EL-EL - Emergency Lighting\EL-EL-Te - Testing |  | WHITE LITE | 24m |  |  | RN-000780 | [6 empty] | 2023-07-25 | 2 - Normal | 2 - Good | 2 - Medium |  | 2 - Normal | Statutory | Preventive | High |  |  | 20y0M
915 | Royal North Shore Hospital | RN29 - Health Information Services | Level 1 | RN29.01.020 | \Locations\Royal North Shore Hospital\RN29 - Health Information Services\Level 1 | \Geography\Oceania\Australia\New South Wales\Sydney Northern\Willoughby\St Leonards | \Organizations\101-NSW Health\8899-NSLHD | RN-000774 | Smoke Detector | Smoke Detector - RN29.01.020 | \Classifications\Specification Class\Building Equipment\Fire Protection\Fire Alarm Systems\Smoke Detectors | Fire Detection, Fire Detectors, Smoke | FD-FD-Sm | \Classifications\Specification Class\VBIS\FD - Fire Detection\FD-FD - Fire Detectors\FD-FD-Sm - Smoke |  | UNKNOWN |  |  |  | RN-000774 | [6 empty] | 2023-07-25 | 2 - Normal | 2 - Good | 2 - Medium |  | 2 - Normal | Statutory | Preventive | High |  |  | 16y0M
916 | Royal North Shore Hospital | RN29 - Health Information Services | Level 1 | RN29.01.020 | \Locations\Royal North Shore Hospital\RN29 - Health Information Services\Level 1 | \Geography\Oceania\Australia\New South Wales\Sydney Northern\Willoughby\St Leonards | \Organizations\101-NSW Health\8899-NSLHD | RN-000783 | Air Conditioner - Split System Indoor Unit | Air Conditioner - Split System Indoor Unit - RN29.01.020 | \Classifications\Specification Class\Building Equipment\HVAC\Terminal & Package Units\Package Units\Split Systems | Mechanical, Air Conditioning Unit | ME-ACU | \Classifications\Specification Class\VBIS\ME - Mechanical\ME-ACU - Air Conditioning Unit |  | HITACHI |  |  | 2113192140 | RN-000783 | [6 empty] | 2023-07-25 | 2 - Normal | 2 - Good | 2 - Medium |  | 2 - Normal | Statutory | Preventive | Medium |  |  | 8y0M
917 | Royal North Shore Hospital | RN29 - Health Information Services | Level 1 | RN29.01.019 | \Locations\Royal North Shore Hospital\RN29 - Health Information Services\Level 1 | \Geography\Oceania\Australia\New South Wales\Sydney Northern\Willoughby\St Leonards | \Organizations\101-NSW Health\8899-NSLHD | RN-000775 | Smoke Detector | Smoke Detector - RN29.01.019 | \Classifications\Specification Class\Building Equipment\Fire Protection\Fire Alarm Systems\Smoke Detectors | Fire Detection, Fire Detectors, Smoke | FD-FD-Sm | \Classifications\Specification Class\VBIS\FD - Fire Detection\FD-FD - Fire Detectors\FD-FD-Sm - Smoke |  | UNKNOWN |  |  |  | RN-000775 | [6 empty] | 2023-07-25 | 2 - Normal | 2 - Good | 2 - Medium |  | 2 - Normal | Statutory | Preventive | High |  |  | 16y0M
918 | Royal North Shore Hospital | RN29 - Health Information Services | Level 1 | RN29.01.019 | \Locations\Royal North Shore Hospital\RN29 - Health Information Services\Level 1 | \Geography\Oceania\Australia\New South Wales\Sydney Northern\Willoughby\St Leonards | \Organizations\101-NSW Health\8899-NSLHD | RN-000788 | Smoke Detector | Smoke Detector - RN29.01.019 | \Classifications\Specification Class\Building Equipment\Fire Protection\Fire Alarm Systems\Smoke Detectors | Fire Detection, Fire Detectors, Smoke | FD-FD-Sm | \Classifications\Specification Class\VBIS\FD - Fire Detection\FD-FD - Fire Detectors\FD-FD-Sm - Smoke |  | UNKNOWN |  |  |  | RN-000788 | [6 empty] | 2023-07-25 | 2 - Normal | 2 - Good | 2 - Medium |  | 2 - Normal | Statutory | Preventive | High |  |  | 16y0M
919 | Royal North Shore Hospital | RN29 - Health Information Services | Level 1 | RN29.01.019 | \Locations\Royal North Shore Hospital\RN29 - Health Information Services\Level 1 | \Geography\Oceania\Australia\New South Wales\Sydney Northern\Willoughby\St Leonards | \Organizations\101-NSW Health\8899-NSLHD | RN-000790 | Emergency Light | Emergency Light - RN29.01.019 | \Classifications\Specification Class\Building Equipment\Electrical\Other Electrical Systems\Emergency Light & Power Systems\Emergency Evacuation Lighting | Electrical Lighting, Emergency Lighting, Testing | EL-EL-Te | \Classifications\Specification Class\VBIS\EL - Electrical Lighting\EL-EL - Emergency Lighting\EL-EL-Te - Testing |  | UNKNOWN |  |  |  | RN-000790 | [6 empty] | 2023-07-25 | 2 - Normal | 2 - Good | 2 - Medium |  | 2 - Normal | Statutory | Preventive | High |  |  | 20y0M
920 | Royal North Shore Hospital | RN29 - Health Information Services | Level 1 | RN29.01.020 | \Locations\Royal North Shore Hospital\RN29 - Health Information Services\Level 1 | \Geography\Oceania\Australia\New South Wales\Sydney Northern\Willoughby\St Leonards | \Organizations\101-NSW Health\8899-NSLHD | RN-000785 | Air Conditioner - Split System Indoor Unit | Air Conditioner - Split System Indoor Unit - RN29.01.020 | \Classifications\Specification Class\Building Equipment\HVAC\Terminal & Package Units\Package Units\Split Systems | Mechanical, Air Conditioning Unit | ME-ACU | \Classifications\Specification Class\VBIS\ME - Mechanical\ME-ACU - Air Conditioning Unit |  | SAMSUNG | Digital Inverter |  |  | RN-000785 | [6 empty] | 2023-07-25 | 2 - Normal | 2 - Good | 2 - Medium |  | 2 - Normal | Statutory | Preventive | Medium |  |  | 8y0M
921 | Royal North Shore Hospital | RN29 - Health Information Services | Level 1 | RN29.01.020 | \Locations\Royal North Shore Hospital\RN29 - Health Information Services\Level 1 | \Geography\Oceania\Australia\New South Wales\Sydney Northern\Willoughby\St Leonards | \Organizations\101-NSW Health\8899-NSLHD | RN-000786 | Smoke Detector | Smoke Detector - RN29.01.020 | \Classifications\Specification Class\Building Equipment\Fire Protection\Fire Alarm Systems\Smoke Detectors | Fire Detection, Fire Detectors, Smoke | FD-FD-Sm | \Classifications\Specification Class\VBIS\FD - Fire Detection\FD-FD - Fire Detectors\FD-FD-Sm - Smoke |  | UNKNOWN |  |  |  | RN-000786 | [6 empty] | 2023-07-25 | 2 - Normal | 2 - Good | 2 - Medium |  | 2 - Normal | Statutory | Preventive | High |  |  | 16y0M
922 | Royal North Shore Hospital | RN29 - Health Information Services | Level 1 | RN29.01.020 | \Locations\Royal North Shore Hospital\RN29 - Health Information Services\Level 1 | \Geography\Oceania\Australia\New South Wales\Sydney Northern\Willoughby\St Leonards | \Organizations\101-NSW Health\8899-NSLHD | RN-000791 | Fire Extinguisher - CO2 | Fire Extinguisher - CO2 - RN29.01.020 | \Classifications\Specification Class\Building Equipment\Fire Protection\Fire Protection Specialities\Fire Extinguishers\CO2 | Fire Suppression, Portable Fire Extinguisher, Carbon Dioxide | FS-PFE-CD | \Classifications\Specification Class\VBIS\FS - Fire Suppression\FS-PFE - Portable Fire Extinguisher\FS-PFE-CD - Carbon Dioxide |  | AMPAC | 3.5kg |  |  | RN-000791 | [6 empty] | 2023-07-25 | 2 - Normal | 2 - Good | 2 - Medium |  | 2 - Normal | Statutory | Preventive | High |  |  | 12y0M
923 | Royal North Shore Hospital | RN29 - Health Information Services | Level 1 | RN29.01.012 | \Locations\Royal North Shore Hospital\RN29 - Health Information Services\Level 1 | \Geography\Oceania\Australia\New South Wales\Sydney Northern\Willoughby\St Leonards | \Organizations\101-NSW Health\8899-NSLHD | RN-000792 | Emergency Light | Emergency Light - RN29.01.012 | \Classifications\Specification Class\Building Equipment\Electrical\Other Electrical Systems\Emergency Light & Power Systems\Emergency Evacuation Lighting | Electrical Lighting, Emergency Lighting, Testing | EL-EL-Te | \Classifications\Specification Class\VBIS\EL - Electrical Lighting\EL-EL - Emergency Lighting\EL-EL-Te - Testing |  | UNKNOWN |  |  |  | RN-000792 | [6 empty] | 2023-07-25 | 2 - Normal | 2 - Good | 2 - Medium |  | 2 - Normal | Statutory | Preventive | High |  |  | 20y0M
924 | Royal North Shore Hospital | RN29 - Health Information Services | Level 1 | RN29.01.012 | \Locations\Royal North Shore Hospital\RN29 - Health Information Services\Level 1 | \Geography\Oceania\Australia\New South Wales\Sydney Northern\Willoughby\St Leonards | \Organizations\101-NSW Health\8899-NSLHD | RN-000793 | Smoke Detector | Smoke Detector - RN29.01.012 | \Classifications\Specification Class\Building Equipment\Fire Protection\Fire Alarm Systems\Smoke Detectors | Fire Detection, Fire Detectors, Smoke | FD-FD-Sm | \Classifications\Specification Class\VBIS\FD - Fire Detection\FD-FD - Fire Detectors\FD-FD-Sm - Smoke |  | UNKNOWN |  |  |  | RN-000793 | [6 empty] | 2023-07-25 | 2 - Normal | 2 - Good | 2 - Medium |  | 2 - Normal | Statutory | Preventive | High |  |  | 16y0M
925 | Royal North Shore Hospital | RN29 - Health Information Services | Level 1 | RN29.01.012 | \Locations\Royal North Shore Hospital\RN29 - Health Information Services\Level 1 | \Geography\Oceania\Australia\New South Wales\Sydney Northern\Willoughby\St Leonards | \Organizations\101-NSW Health\8899-NSLHD | RN-000794 | Air Conditioner - Split System Indoor Unit | Air Conditioner - Split System Indoor Unit - RN29.01.012 | \Classifications\Specification Class\Building Equipment\HVAC\Terminal & Package Units\Package Units\Split Systems | Mechanical, Air Conditioning Unit | ME-ACU | \Classifications\Specification Class\VBIS\ME - Mechanical\ME-ACU - Air Conditioning Unit |  | HITACHI | RAS-35YHA4 |  | 3102 | RN-000794 | [6 empty] | 2023-07-25 | 2 - Normal | 2 - Good | 2 - Medium |  | 2 - Normal | Statutory | Preventive | Medium |  |  | 8y0M
926 | Royal North Shore Hospital | RN29 - Health Information Services | Level 1 | RN29.01.013 | \Locations\Royal North Shore Hospital\RN29 - Health Information Services\Level 1 | \Geography\Oceania\Australia\New South Wales\Sydney Northern\Willoughby\St Leonards | \Organizations\101-NSW Health\8899-NSLHD | RN-000795 | Air Conditioner - Split System Indoor Unit | Air Conditioner - Split System Indoor Unit - RN29.01.013 | \Classifications\Specification Class\Building Equipment\HVAC\Terminal & Package Units\Package Units\Split Systems | Mechanical, Air Conditioning Unit | ME-ACU | \Classifications\Specification Class\VBIS\ME - Mechanical\ME-ACU - Air Conditioning Unit |  | HITACHI | RAS-35YHA4 |  |  | RN-000795 | [6 empty] | 2023-07-25 | 2 - Normal | 2 - Good | 2 - Medium |  | 2 - Normal | Statutory | Preventive | Medium |  |  | 8y0M
927 | Royal North Shore Hospital | RN29 - Health Information Services | Level 1 | RN29.01.013 | \Locations\Royal North Shore Hospital\RN29 - Health Information Services\Level 1 | \Geography\Oceania\Australia\New South Wales\Sydney Northern\Willoughby\St Leonards | \Organizations\101-NSW Health\8899-NSLHD | RN-000796 | Smoke Detector | Smoke Detector - RN29.01.013 | \Classifications\Specification Class\Building Equipment\Fire Protection\Fire Alarm Systems\Smoke Detectors | Fire Detection, Fire Detectors, Smoke | FD-FD-Sm | \Classifications\Specification Class\VBIS\FD - Fire Detection\FD-FD - Fire Detectors\FD-FD-Sm - Smoke |  | UNKNOWN |  |  |  | RN-000796 | [6 empty] | 2023-07-25 | 2 - Normal | 2 - Good | 2 - Medium |  | 2 - Normal | Statutory | Preventive | High |  |  | 16y0M
928 | Royal North Shore Hospital | RN29 - Health Information Services | Level 1 | RN29.01.013 | \Locations\Royal North Shore Hospital\RN29 - Health Information Services\Level 1 | \Geography\Oceania\Australia\New South Wales\Sydney Northern\Willoughby\St Leonards | \Organizations\101-NSW Health\8899-NSLHD | RN-000798 | Fire Extinguisher - CO2 | Fire Extinguisher - CO2 - RN29.01.013 | \Classifications\Specification Class\Building Equipment\Fire Protection\Fire Protection Specialities\Fire Extinguishers\CO2 | Fire Suppression, Portable Fire Extinguisher, Carbon Dioxide | FS-PFE-CD | \Classifications\Specification Class\VBIS\FS - Fire Suppression\FS-PFE - Portable Fire Extinguisher\FS-PFE-CD - Carbon Dioxide |  | FLAMESTOP | 3.5kg |  |  | RN-000798 | [6 empty] | 2023-07-25 | 2 - Normal | 2 - Good | 2 - Medium |  | 2 - Normal | Statutory | Preventive | High |  |  | 12y0M
929 | Royal North Shore Hospital | RN29 - Health Information Services | Level 1 | RN29.01.013 | \Locations\Royal North Shore Hospital\RN29 - Health Information Services\Level 1 | \Geography\Oceania\Australia\New South Wales\Sydney Northern\Willoughby\St Leonards | \Organizations\101-NSW Health\8899-NSLHD | RN-000805 | Smoke Detector | Smoke Detector - RN29.01.013 | \Classifications\Specification Class\Building Equipment\Fire Protection\Fire Alarm Systems\Smoke Detectors | Fire Detection, Fire Detectors, Smoke | FD-FD-Sm | \Classifications\Specification Class\VBIS\FD - Fire Detection\FD-FD - Fire Detectors\FD-FD-Sm - Smoke |  | UNKNOWN |  |  |  | RN-000805 | [6 empty] | 2023-07-25 | 2 - Normal | 2 - Good | 2 - Medium |  | 2 - Normal | Statutory | Preventive | High |  |  | 16y0M
930 | Royal North Shore Hospital | RN29 - Health Information Services | Level 1 | RN29.01.013 | \Locations\Royal North Shore Hospital\RN29 - Health Information Services\Level 1 | \Geography\Oceania\Australia\New South Wales\Sydney Northern\Willoughby\St Leonards | \Organizations\101-NSW Health\8899-NSLHD | RN-000801 | Smoke Detector | Smoke Detector - RN29.01.013 | \Classifications\Specification Class\Building Equipment\Fire Protection\Fire Alarm Systems\Smoke Detectors | Fire Detection, Fire Detectors, Smoke | FD-FD-Sm | \Classifications\Specification Class\VBIS\FD - Fire Detection\FD-FD - Fire Detectors\FD-FD-Sm - Smoke |  | UNKNOWN |  |  |  | RN-000801 | [6 empty] | 2023-07-25 | 2 - Normal | 2 - Good | 2 - Medium |  | 2 - Normal | Statutory | Preventive | High |  |  | 16y0M
931 | Royal North Shore Hospital | RN29 - Health Information Services | Level 1 | RN29.01.014 | \Locations\Royal North Shore Hospital\RN29 - Health Information Services\Level 1 | \Geography\Oceania\Australia\New South Wales\Sydney Northern\Willoughby\St Leonards | \Organizations\101-NSW Health\8899-NSLHD | RN-000803 | Fire Extinguisher - CO2 | Fire Extinguisher - CO2 - RN29.01.014 | \Classifications\Specification Class\Building Equipment\Fire Protection\Fire Protection Specialities\Fire Extinguishers\CO2 | Fire Suppression, Portable Fire Extinguisher, Carbon Dioxide | FS-PFE-CD | \Classifications\Specification Class\VBIS\FS - Fire Suppression\FS-PFE - Portable Fire Extinguisher\FS-PFE-CD - Carbon Dioxide |  | FLAMESTOP | 3.5kg |  |  | RN-000803 | [6 empty] | 2023-07-25 | 2 - Normal | 2 - Good | 2 - Medium |  | 2 - Normal | Statutory | Preventive | High |  |  | 12y0M
932 | Royal North Shore Hospital | RN29 - Health Information Services | Level 1 | RN29.01.014 | \Locations\Royal North Shore Hospital\RN29 - Health Information Services\Level 1 | \Geography\Oceania\Australia\New South Wales\Sydney Northern\Willoughby\St Leonards | \Organizations\101-NSW Health\8899-NSLHD | RN-000806 | Smoke Detector | Smoke Detector - RN29.01.014 | \Classifications\Specification Class\Building Equipment\Fire Protection\Fire Alarm Systems\Smoke Detectors | Fire Detection, Fire Detectors, Smoke | FD-FD-Sm | \Classifications\Specification Class\VBIS\FD - Fire Detection\FD-FD - Fire Detectors\FD-FD-Sm - Smoke |  | UNKNOWN |  |  |  | RN-000806 | [6 empty] | 2023-07-25 | 2 - Normal | 2 - Good | 2 - Medium |  | 2 - Normal | Statutory | Preventive | High |  |  | 16y0M
933 | Royal North Shore Hospital | RN29 - Health Information Services | Level 1 | RN29.01.015 | \Locations\Royal North Shore Hospital\RN29 - Health Information Services\Level 1 | \Geography\Oceania\Australia\New South Wales\Sydney Northern\Willoughby\St Leonards | \Organizations\101-NSW Health\8899-NSLHD | RN-000807 | Smoke Detector | Smoke Detector - RN29.01.015 | \Classifications\Specification Class\Building Equipment\Fire Protection\Fire Alarm Systems\Smoke Detectors | Fire Detection, Fire Detectors, Smoke | FD-FD-Sm | \Classifications\Specification Class\VBIS\FD - Fire Detection\FD-FD - Fire Detectors\FD-FD-Sm - Smoke |  | UNKNOWN |  |  |  | RN-000807 | [6 empty] | 2023-07-25 | 2 - Normal | 2 - Good | 2 - Medium |  | 2 - Normal | Statutory | Preventive | High |  |  | 16y0M
934 | Royal North Shore Hospital | RN29 - Health Information Services | Level 1 | RN29.01.015 | \Locations\Royal North Shore Hospital\RN29 - Health Information Services\Level 1 | \Geography\Oceania\Australia\New South Wales\Sydney Northern\Willoughby\St Leonards | \Organizations\101-NSW Health\8899-NSLHD | RN-000809 | General Exhaust Fan | General Exhaust Fan - RN29.01.015 | \Classifications\Specification Class\Building Equipment\HVAC\Distribution Systems\Exhaust Ventilation\General Exhaust Fans | Mechanical, Fans | ME-Fa | \Classifications\Specification Class\VBIS\ME - Mechanical\ME-Fa - Fans |  | XPELAIR |  |  |  | RN-000809 | [6 empty] | 2023-07-25 | 2 - Normal | 3 - Fair | 2 - Medium |  | 2 - Normal | Non-Statutory | Preventive | Medium |  |  | 6y0M
935 | Royal North Shore Hospital | RN29 - Health Information Services | Level 1 | RN29.01.015 | \Locations\Royal North Shore Hospital\RN29 - Health Information Services\Level 1 | \Geography\Oceania\Australia\New South Wales\Sydney Northern\Willoughby\St Leonards | \Organizations\101-NSW Health\8899-NSLHD | RN-000810 | General Exhaust Fan | General Exhaust Fan - RN29.01.015 | \Classifications\Specification Class\Building Equipment\HVAC\Distribution Systems\Exhaust Ventilation\General Exhaust Fans | Mechanical, Fans | ME-Fa | \Classifications\Specification Class\VBIS\ME - Mechanical\ME-Fa - Fans |  | XPELAIR |  |  |  | RN-000810 | [6 empty] | 2023-07-25 | 2 - Normal | 4 - Poor | 2 - Medium | Broken casing | 2 - Normal | Non-Statutory | Preventive | Medium |  |  | 2y0M
936 | Royal North Shore Hospital | RN29 - Health Information Services | Level 1 | RN29.01.013 | \Locations\Royal North Shore Hospital\RN29 - Health Information Services\Level 1 | \Geography\Oceania\Australia\New South Wales\Sydney Northern\Willoughby\St Leonards | \Organizations\101-NSW Health\8899-NSLHD | RN-000802 | Air Conditioner - Split System Indoor Unit | Air Conditioner - Split System Indoor Unit - RN29.01.013 | \Classifications\Specification Class\Building Equipment\HVAC\Terminal & Package Units\Package Units\Split Systems | Mechanical, Air Conditioning Unit | ME-ACU | \Classifications\Specification Class\VBIS\ME - Mechanical\ME-ACU - Air Conditioning Unit |  | HITACHI | Nano Titanium |  |  | RN-000802 | [6 empty] | 2023-07-25 | 2 - Normal | 2 - Good | 2 - Medium |  | 2 - Normal | Statutory | Preventive | Medium |  |  | 8y0M
937 | Royal North Shore Hospital | RN29 - Health Information Services | Level 1 | RN29.01.016 | \Locations\Royal North Shore Hospital\RN29 - Health Information Services\Level 1 | \Geography\Oceania\Australia\New South Wales\Sydney Northern\Willoughby\St Leonards | \Organizations\101-NSW Health\8899-NSLHD | RN-000800 | Fire Extinguisher - CO2 | Fire Extinguisher - CO2 - RN29.01.016 | \Classifications\Specification Class\Building Equipment\Fire Protection\Fire Protection Specialities\Fire Extinguishers\CO2 | Fire Suppression, Portable Fire Extinguisher, Carbon Dioxide | FS-PFE-CD | \Classifications\Specification Class\VBIS\FS - Fire Suppression\FS-PFE - Portable Fire Extinguisher\FS-PFE-CD - Carbon Dioxide |  | FLAMESTOP | 3.5kg |  |  | RN-000800 | [6 empty] | 2023-07-25 | 2 - Normal | 2 - Good | 2 - Medium |  | 2 - Normal | Statutory | Preventive | High |  |  | 12y0M
938 | Royal North Shore Hospital | RN29 - Health Information Services | Level 1 | RN29.01.016 | \Locations\Royal North Shore Hospital\RN29 - Health Information Services\Level 1 | \Geography\Oceania\Australia\New South Wales\Sydney Northern\Willoughby\St Leonards | \Organizations\101-NSW Health\8899-NSLHD | RN-000812 | Smoke Detector | Smoke Detector - RN29.01.016 | \Classifications\Specification Class\Building Equipment\Fire Protection\Fire Alarm Systems\Smoke Detectors | Fire Detection, Fire Detectors, Smoke | FD-FD-Sm | \Classifications\Specification Class\VBIS\FD - Fire Detection\FD-FD - Fire Detectors\FD-FD-Sm - Smoke |  | UNKNOWN |  |  |  | RN-000812 | [6 empty] | 2023-07-25 | 2 - Normal | 2 - Good | 2 - Medium |  | 2 - Normal | Statutory | Preventive | High |  |  | 16y0M
939 | Royal North Shore Hospital | RN29 - Health Information Services | Level 1 | RN29.01.016 | \Locations\Royal North Shore Hospital\RN29 - Health Information Services\Level 1 | \Geography\Oceania\Australia\New South Wales\Sydney Northern\Willoughby\St Leonards | \Organizations\101-NSW Health\8899-NSLHD | RN-000813 | Smoke Detector | Smoke Detector - RN29.01.016 | \Classifications\Specification Class\Building Equipment\Fire Protection\Fire Alarm Systems\Smoke Detectors | Fire Detection, Fire Detectors, Smoke | FD-FD-Sm | \Classifications\Specification Class\VBIS\FD - Fire Detection\FD-FD - Fire Detectors\FD-FD-Sm - Smoke |  | UNKNOWN |  |  |  | RN-000813 | [6 empty] | 2023-07-25 | 2 - Normal | 2 - Good | 2 - Medium |  | 2 - Normal | Statutory | Preventive | High |  |  | 16y0M
940 | Royal North Shore Hospital | RN29 - Health Information Services | Level 1 | RN29.01.016 | \Locations\Royal North Shore Hospital\RN29 - Health Information Services\Level 1 | \Geography\Oceania\Australia\New South Wales\Sydney Northern\Willoughby\St Leonards | \Organizations\101-NSW Health\8899-NSLHD | RN-000814 | Air Conditioner - Split System Indoor Unit | Air Conditioner - Split System Indoor Unit - RN29.01.016 | \Classifications\Specification Class\Building Equipment\HVAC\Terminal & Package Units\Package Units\Split Systems | Mechanical, Air Conditioning Unit | ME-ACU | \Classifications\Specification Class\VBIS\ME - Mechanical\ME-ACU - Air Conditioning Unit |  | SAMSUNG | AR18TXHYCWKN | Digital Inverter | 0HTVPDCNA00171R | RN-000814 | [6 empty] | 2023-07-25 | 2 - Normal | 2 - Good | 2 - Medium |  | 2 - Normal | Statutory | Preventive | Medium |  |  | 8y0M
941 | Royal North Shore Hospital | RN29 - Health Information Services | Level 1 | RN29.01.017 | \Locations\Royal North Shore Hospital\RN29 - Health Information Services\Level 1 | \Geography\Oceania\Australia\New South Wales\Sydney Northern\Willoughby\St Leonards | \Organizations\101-NSW Health\8899-NSLHD | RN-000815 | Fire Extinguisher - CO2 | Fire Extinguisher - CO2 - RN29.01.017 | \Classifications\Specification Class\Building Equipment\Fire Protection\Fire Protection Specialities\Fire Extinguishers\CO2 | Fire Suppression, Portable Fire Extinguisher, Carbon Dioxide | FS-PFE-CD | \Classifications\Specification Class\VBIS\FS - Fire Suppression\FS-PFE - Portable Fire Extinguisher\FS-PFE-CD - Carbon Dioxide |  | AMPAC | 3.5kg |  |  | RN-000815 | [6 empty] | 2023-07-25 | 2 - Normal | 2 - Good | 2 - Medium |  | 2 - Normal | Statutory | Preventive | High |  |  | 12y0M
942 | Royal North Shore Hospital | RN29 - Health Information Services | Level 1 | RN29.01.017 | \Locations\Royal North Shore Hospital\RN29 - Health Information Services\Level 1 | \Geography\Oceania\Australia\New South Wales\Sydney Northern\Willoughby\St Leonards | \Organizations\101-NSW Health\8899-NSLHD | RN-000817 | Smoke Detector | Smoke Detector - RN29.01.017 | \Classifications\Specification Class\Building Equipment\Fire Protection\Fire Alarm Systems\Smoke Detectors | Fire Detection, Fire Detectors, Smoke | FD-FD-Sm | \Classifications\Specification Class\VBIS\FD - Fire Detection\FD-FD - Fire Detectors\FD-FD-Sm - Smoke |  | UNKNOWN |  |  |  | RN-000817 | [6 empty] | 2023-07-25 | 2 - Normal | 2 - Good | 2 - Medium |  | 2 - Normal | Statutory | Preventive | High |  |  | 16y0M
943 | Royal North Shore Hospital | RN29 - Health Information Services | Level 1 | RN29.01.017 | \Locations\Royal North Shore Hospital\RN29 - Health Information Services\Level 1 | \Geography\Oceania\Australia\New South Wales\Sydney Northern\Willoughby\St Leonards | \Organizations\101-NSW Health\8899-NSLHD | RN-000818 | Smoke Detector | Smoke Detector - RN29.01.017 | \Classifications\Specification Class\Building Equipment\Fire Protection\Fire Alarm Systems\Smoke Detectors | Fire Detection, Fire Detectors, Smoke | FD-FD-Sm | \Classifications\Specification Class\VBIS\FD - Fire Detection\FD-FD - Fire Detectors\FD-FD-Sm - Smoke |  | UNKNOWN |  |  |  | RN-000818 | [6 empty] | 2023-07-25 | 2 - Normal | 2 - Good | 2 - Medium |  | 2 - Normal | Statutory | Preventive | High |  |  | 16y0M
944 | Royal North Shore Hospital | RN29 - Health Information Services | Level 2 | RN29.02.004 | \Locations\Royal North Shore Hospital\RN29 - Health Information Services\Level 2 | \Geography\Oceania\Australia\New South Wales\Sydney Northern\Willoughby\St Leonards | \Organizations\101-NSW Health\8899-NSLHD | RN-000839 | Smoke Doors - Single Leaf | Smoke Doors - Single Leaf - RN29.02.004 | \Classifications\Specification Class\Building Equipment\Fire Protection\Fire Protection Specialities\Smoke Doors | Structure, Doors Fire Rated | ST-DFR | \Classifications\Specification Class\VBIS\ST - Structure\ST-DFR - Doors Fire Rated |  | UNKNOWN |  |  |  | RN-000839 | [6 empty] | 2023-07-25 | 2 - Normal | 2 - Good | 2 - Medium |  | 2 - Normal | Statutory | Preventive | High |  |  | 20y0M
945 | Royal North Shore Hospital | RN29 - Health Information Services | Level 2 | RN29.02.003 | \Locations\Royal North Shore Hospital\RN29 - Health Information Services\Level 2 | \Geography\Oceania\Australia\New South Wales\Sydney Northern\Willoughby\St Leonards | \Organizations\101-NSW Health\8899-NSLHD | RN-000836 | Air Conditioner - Split System Indoor Unit | Air Conditioner - Split System Indoor Unit - RN29.02.003 | \Classifications\Specification Class\Building Equipment\HVAC\Terminal & Package Units\Package Units\Split Systems | Mechanical, Air Conditioning Unit | ME-ACU | \Classifications\Specification Class\VBIS\ME - Mechanical\ME-ACU - Air Conditioning Unit |  | HITACHI | RAS-E35YHAB |  | 342 | RN-000836 | [6 empty] | 2023-07-25 | 2 - Normal | 2 - Good | 2 - Medium |  | 2 - Normal | Statutory | Preventive | Medium |  |  | 8y0M
946 | Royal North Shore Hospital | RN29 - Health Information Services | Level 2 | RN29.02.004 | \Locations\Royal North Shore Hospital\RN29 - Health Information Services\Level 2 | \Geography\Oceania\Australia\New South Wales\Sydney Northern\Willoughby\St Leonards | \Organizations\101-NSW Health\8899-NSLHD | RN-000837 | Distribution Board - DB-29.2.1 | Distribution Board - DB-29.2.1 - RN29.02.004 | \Classifications\Specification Class\Building Equipment\Electrical\Electrical Service & Distribution\Distribution Boards | Electrical Power, Switchboard, Main Switch Board | EP-SB-MSB | \Classifications\Specification Class\VBIS\EP - Electrical Power\EP-SB - Switchboard\EP-SB-MSB - Main Switch Board |  | CUTLER-HAMMER |  |  |  | RN-000837 | [6 empty] | 2023-07-25 | 2 - Normal | 2 - Good | 3 - High |  | 2 - Normal | Statutory | Preventive | High |  |  | 20y0M | [9 empty] | Acc Panel Board 34 RCDs
947 | Royal North Shore Hospital | RN29 - Health Information Services | Level 2 | RN29.02.005 | \Locations\Royal North Shore Hospital\RN29 - Health Information Services\Level 2 | \Geography\Oceania\Australia\New South Wales\Sydney Northern\Willoughby\St Leonards | \Organizations\101-NSW Health\8899-NSLHD | RN-000838 | Chilled Water/Hot Water Taps | Chilled Water/Hot Water Taps - RN29.02.005 | \Classifications\Specification Class\Food Service Equipment\Chilled Water/Hot Water Taps | Hydraulics, Potable Water Units, Water Filter Unit | HY-PWU-WFU | \Classifications\Specification Class\VBIS\HY - Hydraulics\HY-PWU - Potable Water Units\HY-PWU-WFU - Water Filter Unit |  | ZIP | BC 100/75 |  | 2020021051019 | RN-000838 |  |  |  |  | 2020-01-01 |  | 2023-07-25 | 2 - Normal | 2 - Good | 1 - Low |  | 2 - Normal | Statutory | Preventive | Medium |  |  | 6y4M
948 | Royal North Shore Hospital | RN29 - Health Information Services | Level 2 | RN29.02.004 | \Locations\Royal North Shore Hospital\RN29 - Health Information Services\Level 2 | \Geography\Oceania\Australia\New South Wales\Sydney Northern\Willoughby\St Leonards | \Organizations\101-NSW Health\8899-NSLHD | RN-000840 | Fire Extinguisher - CO2 | Fire Extinguisher - CO2 - RN29.02.004 | \Classifications\Specification Class\Building Equipment\Fire Protection\Fire Protection Specialities\Fire Extinguishers\CO2 | Fire Suppression, Portable Fire Extinguisher, Carbon Dioxide | FS-PFE-CD | \Classifications\Specification Class\VBIS\FS - Fire Suppression\FS-PFE - Portable Fire Extinguisher\FS-PFE-CD - Carbon Dioxide |  | FLAMESTOP | 3.5kg |  |  | RN-000840 | [6 empty] | 2023-07-25 | 2 - Normal | 2 - Good | 2 - Medium |  | 2 - Normal | Statutory | Preventive | High |  |  | 12y0M
949 | Royal North Shore Hospital | RN29 - Health Information Services | Level 2 | RN29.02.005 | \Locations\Royal North Shore Hospital\RN29 - Health Information Services\Level 2 | \Geography\Oceania\Australia\New South Wales\Sydney Northern\Willoughby\St Leonards | \Organizations\101-NSW Health\8899-NSLHD | RN-000841 | Fire Extinguisher - CO2 | Fire Extinguisher - CO2 - RN29.02.005 | \Classifications\Specification Class\Building Equipment\Fire Protection\Fire Protection Specialities\Fire Extinguishers\CO2 | Fire Suppression, Portable Fire Extinguisher, Carbon Dioxide | FS-PFE-CD | \Classifications\Specification Class\VBIS\FS - Fire Suppression\FS-PFE - Portable Fire Extinguisher\FS-PFE-CD - Carbon Dioxide |  | FLAMESTOP | 3.5kg |  |  | RN-000841 | [6 empty] | 2023-07-25 | 2 - Normal | 2 - Good | 2 - Medium |  | 2 - Normal | Statutory | Preventive | High |  |  | 12y0M
950 | Royal North Shore Hospital | RN29 - Health Information Services | Level 2 | RN29.02.007 | \Locations\Royal North Shore Hospital\RN29 - Health Information Services\Level 2 | \Geography\Oceania\Australia\New South Wales\Sydney Northern\Willoughby\St Leonards | \Organizations\101-NSW Health\8899-NSLHD | RN-000855 | Thermostatic Mixing Valve | Thermostatic Mixing Valve - RN29.02.007 | \Classifications\Specification Class\Building Equipment\Plumbing\Thermostatic Mixing Valves | Hydraulics, Valves, Thermostatic Mixing Valves | HY-Va-TMV | \Classifications\Specification Class\VBIS\HY - Hydraulics\HY-Va - Valves\HY-Va-TMV - Thermostatic Mixing Valves |  | UNKNOWN |  |  |  | RN-000855 | [6 empty] | 2023-07-25 | 2 - Normal | 2 - Good | 3 - High |  | 2 - Normal | Statutory | Preventive | High |  |  | 8y0M
951 | Royal North Shore Hospital | RN29 - Health Information Services | Level 2 | RN29.02.013 | \Locations\Royal North Shore Hospital\RN29 - Health Information Services\Level 2 | \Geography\Oceania\Australia\New South Wales\Sydney Northern\Willoughby\St Leonards | \Organizations\101-NSW Health\8899-NSLHD | RN-000843 | Emergency Exit Sign | Emergency Exit Sign - RN29.02.013 | \Classifications\Specification Class\Building Equipment\Electrical\Other Electrical Systems\Emergency Light & Power Systems\Emergency Evacuation Lighting | Electrical Lighting, Emergency Lighting, Testing | EL-EL-Te | \Classifications\Specification Class\VBIS\EL - Electrical Lighting\EL-EL - Emergency Lighting\EL-EL-Te - Testing |  | UNKNOWN | 24m |  |  | RN-000843 | [6 empty] | 2023-07-25 | 2 - Normal | 2 - Good | 2 - Medium |  | 2 - Normal | Statutory | Preventive | High |  |  | 20y0M
952 | Royal North Shore Hospital | RN29 - Health Information Services | Level 2 | RN29.02.018 | \Locations\Royal North Shore Hospital\RN29 - Health Information Services\Level 2 | \Geography\Oceania\Australia\New South Wales\Sydney Northern\Willoughby\St Leonards | \Organizations\101-NSW Health\8899-NSLHD | RN-000844 | Fire Extinguisher - CO2 | Fire Extinguisher - CO2 - RN29.02.018 | \Classifications\Specification Class\Building Equipment\Fire Protection\Fire Protection Specialities\Fire Extinguishers\CO2 | Fire Suppression, Portable Fire Extinguisher, Carbon Dioxide | FS-PFE-CD | \Classifications\Specification Class\VBIS\FS - Fire Suppression\FS-PFE - Portable Fire Extinguisher\FS-PFE-CD - Carbon Dioxide |  | FLAMESTOP | 3.5kg |  |  | RN-000844 | [6 empty] | 2023-07-25 | 2 - Normal | 2 - Good | 2 - Medium |  | 2 - Normal | Statutory | Preventive | High |  |  | 12y0M
953 | Royal North Shore Hospital | RN29 - Health Information Services | Level 2 | RN29.02.015 | \Locations\Royal North Shore Hospital\RN29 - Health Information Services\Level 2 | \Geography\Oceania\Australia\New South Wales\Sydney Northern\Willoughby\St Leonards | \Organizations\101-NSW Health\8899-NSLHD | RN-000890 | Fire Extinguisher - CO2 | Fire Extinguisher - CO2 - RN29.02.015 | \Classifications\Specification Class\Building Equipment\Fire Protection\Fire Protection Specialities\Fire Extinguishers\CO2 | Fire Suppression, Portable Fire Extinguisher, Carbon Dioxide | FS-PFE-CD | \Classifications\Specification Class\VBIS\FS - Fire Suppression\FS-PFE - Portable Fire Extinguisher\FS-PFE-CD - Carbon Dioxide |  | AMPAC | 3.5kg |  |  | RN-000890 | [6 empty] | 2023-07-25 | 2 - Normal | 2 - Good | 2 - Medium |  | 2 - Normal | Statutory | Preventive | High |  |  | 12y0M
954 | Royal North Shore Hospital | RN29 - Health Information Services | Level 2 | RN29.02.015 | \Locations\Royal North Shore Hospital\RN29 - Health Information Services\Level 2 | \Geography\Oceania\Australia\New South Wales\Sydney Northern\Willoughby\St Leonards | \Organizations\101-NSW Health\8899-NSLHD | RN-000889 | Fire Extinguisher - CO2 | Fire Extinguisher - CO2 - RN29.02.015 | \Classifications\Specification Class\Building Equipment\Fire Protection\Fire Protection Specialities\Fire Extinguishers\CO2 | Fire Suppression, Portable Fire Extinguisher, Carbon Dioxide | FS-PFE-CD | \Classifications\Specification Class\VBIS\FS - Fire Suppression\FS-PFE - Portable Fire Extinguisher\FS-PFE-CD - Carbon Dioxide |  | UNKNOWN | 3.5kg |  |  | RN-000889 | [6 empty] | 2023-07-25 | 2 - Normal | 2 - Good | 2 - Medium |  | 2 - Normal | Statutory | Preventive | High |  |  | 12y0M
955 | Royal North Shore Hospital | RN29 - Health Information Services | Level 2 | RN29.02.018 | \Locations\Royal North Shore Hospital\RN29 - Health Information Services\Level 2 | \Geography\Oceania\Australia\New South Wales\Sydney Northern\Willoughby\St Leonards | \Organizations\101-NSW Health\8899-NSLHD | RN-000846 | Emergency Exit Sign | Emergency Exit Sign - RN29.02.018 | \Classifications\Specification Class\Building Equipment\Electrical\Other Electrical Systems\Emergency Light & Power Systems\Emergency Evacuation Lighting | Electrical Lighting, Emergency Lighting, Testing | EL-EL-Te | \Classifications\Specification Class\VBIS\EL - Electrical Lighting\EL-EL - Emergency Lighting\EL-EL-Te - Testing |  | UNKNOWN | 24m |  |  | RN-000846 | [6 empty] | 2023-07-25 | 2 - Normal | 2 - Good | 2 - Medium |  | 2 - Normal | Statutory | Preventive | High |  |  | 20y0M
956 | Royal North Shore Hospital | RN29 - Health Information Services | Level 2 | RN29.02.018 | \Locations\Royal North Shore Hospital\RN29 - Health Information Services\Level 2 | \Geography\Oceania\Australia\New South Wales\Sydney Northern\Willoughby\St Leonards | \Organizations\101-NSW Health\8899-NSLHD | RN-000845 | Smoke Detector | Smoke Detector - RN29.02.018 | \Classifications\Specification Class\Building Equipment\Fire Protection\Fire Alarm Systems\Smoke Detectors | Fire Detection, Fire Detectors, Smoke | FD-FD-Sm | \Classifications\Specification Class\VBIS\FD - Fire Detection\FD-FD - Fire Detectors\FD-FD-Sm - Smoke |  | UNKNOWN |  |  |  | RN-000845 | [6 empty] | 2023-07-25 | 2 - Normal | 2 - Good | 2 - Medium |  | 2 - Normal | Statutory | Preventive | High |  |  | 16y0M
957 | Royal North Shore Hospital | RN29 - Health Information Services | Level 2 | RN29.02.018 | \Locations\Royal North Shore Hospital\RN29 - Health Information Services\Level 2 | \Geography\Oceania\Australia\New South Wales\Sydney Northern\Willoughby\St Leonards | \Organizations\101-NSW Health\8899-NSLHD | RN-000865 | Emergency Light | Emergency Light - RN29.02.018 | \Classifications\Specification Class\Building Equipment\Electrical\Other Electrical Systems\Emergency Light & Power Systems\Emergency Evacuation Lighting | Electrical Lighting, Emergency Lighting, Testing | EL-EL-Te | \Classifications\Specification Class\VBIS\EL - Electrical Lighting\EL-EL - Emergency Lighting\EL-EL-Te - Testing |  | UNKNOWN |  |  |  | RN-000865 | [6 empty] | 2023-07-25 | 2 - Normal | 2 - Good | 2 - Medium |  | 2 - Normal | Statutory | Preventive | High |  |  | 20y0M
958 | Royal North Shore Hospital | RN29 - Health Information Services | Level 2 | RN29.02.018 | \Locations\Royal North Shore Hospital\RN29 - Health Information Services\Level 2 | \Geography\Oceania\Australia\New South Wales\Sydney Northern\Willoughby\St Leonards | \Organizations\101-NSW Health\8899-NSLHD | RN-000864 | Smoke Detector | Smoke Detector - RN29.02.018 | \Classifications\Specification Class\Building Equipment\Fire Protection\Fire Alarm Systems\Smoke Detectors | Fire Detection, Fire Detectors, Smoke | FD-FD-Sm | \Classifications\Specification Class\VBIS\FD - Fire Detection\FD-FD - Fire Detectors\FD-FD-Sm - Smoke |  | UNKNOWN |  |  |  | RN-000864 | [6 empty] | 2023-07-25 | 2 - Normal | 2 - Good | 2 - Medium |  | 2 - Normal | Statutory | Preventive | High |  |  | 16y0M
959 | Royal North Shore Hospital | RN29 - Health Information Services | Level 2 | RN29.02.018 | \Locations\Royal North Shore Hospital\RN29 - Health Information Services\Level 2 | \Geography\Oceania\Australia\New South Wales\Sydney Northern\Willoughby\St Leonards | \Organizations\101-NSW Health\8899-NSLHD | RN-000863 | Air Conditioner - Split System Indoor Unit | Air Conditioner - Split System Indoor Unit - RN29.02.018 | \Classifications\Specification Class\Building Equipment\HVAC\Terminal & Package Units\Package Units\Split Systems | Mechanical, Air Conditioning Unit | ME-ACU | \Classifications\Specification Class\VBIS\ME - Mechanical\ME-ACU - Air Conditioning Unit |  | MITSUBISHI HEAVY INDUSTRIES | SRK71ZEA-S1 | Hyper Inverter | 14211137 | RN-000863 | [6 empty] | 2023-07-25 | 2 - Normal | 2 - Good | 2 - Medium |  | 2 - Normal | Statutory | Preventive | Medium |  |  | 8y0M
960 | Royal North Shore Hospital | RN29 - Health Information Services | Level 2 | RN29.02.018 | \Locations\Royal North Shore Hospital\RN29 - Health Information Services\Level 2 | \Geography\Oceania\Australia\New South Wales\Sydney Northern\Willoughby\St Leonards | \Organizations\101-NSW Health\8899-NSLHD | RN-000831 | Air Conditioner - Split System Indoor Unit | Air Conditioner - Split System Indoor Unit - RN29.02.018 | \Classifications\Specification Class\Building Equipment\HVAC\Terminal & Package Units\Package Units\Split Systems | Mechanical, Air Conditioning Unit | ME-ACU | \Classifications\Specification Class\VBIS\ME - Mechanical\ME-ACU - Air Conditioning Unit |  | SAMSUNG | AR18FSSSCURN | Smart Inverter |  | RN-000831 | [6 empty] | 2023-07-25 | 2 - Normal | 2 - Good | 2 - Medium |  | 2 - Normal | Statutory | Preventive | Medium |  |  | 8y0M
961 | Royal North Shore Hospital | RN29 - Health Information Services | Level 2 | RN29.02.019 | \Locations\Royal North Shore Hospital\RN29 - Health Information Services\Level 2 | \Geography\Oceania\Australia\New South Wales\Sydney Northern\Willoughby\St Leonards | \Organizations\101-NSW Health\8899-NSLHD | RN-000847 | Air Conditioner - Split System Indoor Unit | Air Conditioner - Split System Indoor Unit - RN29.02.019 | \Classifications\Specification Class\Building Equipment\HVAC\Terminal & Package Units\Package Units\Split Systems | Mechanical, Air Conditioning Unit | ME-ACU | \Classifications\Specification Class\VBIS\ME - Mechanical\ME-ACU - Air Conditioning Unit |  | HITACHI | RAS-25YHA3 | Dc Inverter | 2520 | RN-000847 | [6 empty] | 2023-07-25 | 2 - Normal | 2 - Good | 2 - Medium |  | 2 - Normal | Statutory | Preventive | Medium |  |  | 8y0M
962 | Royal North Shore Hospital | RN29 - Health Information Services | Level 2 | RN29.02.021 | \Locations\Royal North Shore Hospital\RN29 - Health Information Services\Level 2 | \Geography\Oceania\Australia\New South Wales\Sydney Northern\Willoughby\St Leonards | \Organizations\101-NSW Health\8899-NSLHD | RN-000858 | Smoke Detector | Smoke Detector - RN29.02.021 | \Classifications\Specification Class\Building Equipment\Fire Protection\Fire Alarm Systems\Smoke Detectors | Fire Detection, Fire Detectors, Smoke | FD-FD-Sm | \Classifications\Specification Class\VBIS\FD - Fire Detection\FD-FD - Fire Detectors\FD-FD-Sm - Smoke |  | UNKNOWN |  |  |  | RN-000858 | [6 empty] | 2023-07-25 | 2 - Normal | 2 - Good | 2 - Medium |  | 2 - Normal | Statutory | Preventive | High |  |  | 16y0M
963 | Royal North Shore Hospital | RN29 - Health Information Services | Level 2 | RN29.02.021 | \Locations\Royal North Shore Hospital\RN29 - Health Information Services\Level 2 | \Geography\Oceania\Australia\New South Wales\Sydney Northern\Willoughby\St Leonards | \Organizations\101-NSW Health\8899-NSLHD | RN-000859 | Emergency Light | Emergency Light - RN29.02.021 | \Classifications\Specification Class\Building Equipment\Electrical\Other Electrical Systems\Emergency Light & Power Systems\Emergency Evacuation Lighting | Electrical Lighting, Emergency Lighting, Testing | EL-EL-Te | \Classifications\Specification Class\VBIS\EL - Electrical Lighting\EL-EL - Emergency Lighting\EL-EL-Te - Testing |  | UNKNOWN |  |  |  | RN-000859 | [6 empty] | 2023-07-25 | 2 - Normal | 2 - Good | 2 - Medium |  | 2 - Normal | Statutory | Preventive | High |  |  | 20y0M
964 | Royal North Shore Hospital | RN29 - Health Information Services | Level 2 | RN29.02.021 | \Locations\Royal North Shore Hospital\RN29 - Health Information Services\Level 2 | \Geography\Oceania\Australia\New South Wales\Sydney Northern\Willoughby\St Leonards | \Organizations\101-NSW Health\8899-NSLHD | RN-000860 | Smoke Detector | Smoke Detector - RN29.02.021 | \Classifications\Specification Class\Building Equipment\Fire Protection\Fire Alarm Systems\Smoke Detectors | Fire Detection, Fire Detectors, Smoke | FD-FD-Sm | \Classifications\Specification Class\VBIS\FD - Fire Detection\FD-FD - Fire Detectors\FD-FD-Sm - Smoke |  | UNKNOWN |  |  |  | RN-000860 | [6 empty] | 2023-07-25 | 2 - Normal | 2 - Good | 2 - Medium |  | 2 - Normal | Statutory | Preventive | High |  |  | 16y0M
965 | Royal North Shore Hospital | RN29 - Health Information Services | Level 2 | RN29.02.021 | \Locations\Royal North Shore Hospital\RN29 - Health Information Services\Level 2 | \Geography\Oceania\Australia\New South Wales\Sydney Northern\Willoughby\St Leonards | \Organizations\101-NSW Health\8899-NSLHD | RN-000852 | Smoke Detector | Smoke Detector - RN29.02.021 | \Classifications\Specification Class\Building Equipment\Fire Protection\Fire Alarm Systems\Smoke Detectors | Fire Detection, Fire Detectors, Smoke | FD-FD-Sm | \Classifications\Specification Class\VBIS\FD - Fire Detection\FD-FD - Fire Detectors\FD-FD-Sm - Smoke |  | UNKNOWN |  |  |  | RN-000852 | [6 empty] | 2023-07-25 | 2 - Normal | 2 - Good | 2 - Medium |  | 2 - Normal | Statutory | Preventive | High |  |  | 16y0M
966 | Royal North Shore Hospital | RN29 - Health Information Services | Level 2 | RN29.02.021 | \Locations\Royal North Shore Hospital\RN29 - Health Information Services\Level 2 | \Geography\Oceania\Australia\New South Wales\Sydney Northern\Willoughby\St Leonards | \Organizations\101-NSW Health\8899-NSLHD | RN-000851 | Air Conditioner - Split System Indoor Unit | Air Conditioner - Split System Indoor Unit - RN29.02.021 | \Classifications\Specification Class\Building Equipment\HVAC\Terminal & Package Units\Package Units\Split Systems | Mechanical, Air Conditioning Unit | ME-ACU | \Classifications\Specification Class\VBIS\ME - Mechanical\ME-ACU - Air Conditioning Unit |  | HITACHI | RAS-35YHA4 | Inverter | 3211 | RN-000851 | [6 empty] | 2023-07-25 | 2 - Normal | 2 - Good | 2 - Medium |  | 2 - Normal | Statutory | Preventive | Medium |  |  | 8y0M
967 | Royal North Shore Hospital | RN29 - Health Information Services | Level 2 | RN29.02.020 | \Locations\Royal North Shore Hospital\RN29 - Health Information Services\Level 2 | \Geography\Oceania\Australia\New South Wales\Sydney Northern\Willoughby\St Leonards | \Organizations\101-NSW Health\8899-NSLHD | RN-000850 | Thermal Detector | Thermal Detector - RN29.02.020 | \Classifications\Specification Class\Building Equipment\Fire Protection\Fire Alarm Systems\Thermal Detectors | Fire Detection, Fire Detectors, Heat | FD-FD-He | \Classifications\Specification Class\VBIS\FD - Fire Detection\FD-FD - Fire Detectors\FD-FD-He - Heat |  | UNKNOWN |  |  |  | RN-000850 | [6 empty] | 2023-07-25 | 2 - Normal | 2 - Good | 2 - Medium |  | 2 - Normal | Statutory | Preventive | High |  |  | 16y0M
968 | Royal North Shore Hospital | RN29 - Health Information Services | Level 2 | RN29.02.023 | \Locations\Royal North Shore Hospital\RN29 - Health Information Services\Level 2 | \Geography\Oceania\Australia\New South Wales\Sydney Northern\Willoughby\St Leonards | \Organizations\101-NSW Health\8899-NSLHD | RN-000853 | Air Conditioner - Split System Indoor Unit | Air Conditioner - Split System Indoor Unit - RN29.02.023 | \Classifications\Specification Class\Building Equipment\HVAC\Terminal & Package Units\Package Units\Split Systems | Mechanical, Air Conditioning Unit | ME-ACU | \Classifications\Specification Class\VBIS\ME - Mechanical\ME-ACU - Air Conditioning Unit |  | HITACHI | RAS-25YHA3 | DC Inverter | 2504 | RN-000853 | [6 empty] | 2023-07-25 | 2 - Normal | 2 - Good | 2 - Medium |  | 2 - Normal | Statutory | Preventive | Medium |  |  | 8y0M
969 | Royal North Shore Hospital | RN29 - Health Information Services | Level 2 | RN29.02.023 | \Locations\Royal North Shore Hospital\RN29 - Health Information Services\Level 2 | \Geography\Oceania\Australia\New South Wales\Sydney Northern\Willoughby\St Leonards | \Organizations\101-NSW Health\8899-NSLHD | RN-000848 | Thermal Detector | Thermal Detector - RN29.02.023 | \Classifications\Specification Class\Building Equipment\Fire Protection\Fire Alarm Systems\Thermal Detectors | Fire Detection, Fire Detectors, Heat | FD-FD-He | \Classifications\Specification Class\VBIS\FD - Fire Detection\FD-FD - Fire Detectors\FD-FD-He - Heat |  | UNKNOWN |  |  |  | RN-000848 | [6 empty] | 2023-07-25 | 2 - Normal | 2 - Good | 2 - Medium |  | 2 - Normal | Statutory | Preventive | High |  |  | 16y0M
970 | Royal North Shore Hospital | RN29 - Health Information Services | Level 2 | RN29.02.024 | \Locations\Royal North Shore Hospital\RN29 - Health Information Services\Level 2 | \Geography\Oceania\Australia\New South Wales\Sydney Northern\Willoughby\St Leonards | \Organizations\101-NSW Health\8899-NSLHD | RN-000854 | Smoke Doors - Single Leaf | Smoke Doors - Single Leaf - RN29.02.024 | \Classifications\Specification Class\Building Equipment\Fire Protection\Fire Protection Specialities\Smoke Doors | Structure, Doors Fire Rated | ST-DFR | \Classifications\Specification Class\VBIS\ST - Structure\ST-DFR - Doors Fire Rated |  | UNKNOWN |  |  |  | RN-000854 | [6 empty] | 2023-07-25 | 2 - Normal | 2 - Good | 2 - Medium |  | 2 - Normal | Statutory | Preventive | High |  |  | 20y0M
971 | Royal North Shore Hospital | RN29 - Health Information Services | Level 2 | RN29.02.015 | \Locations\Royal North Shore Hospital\RN29 - Health Information Services\Level 2 | \Geography\Oceania\Australia\New South Wales\Sydney Northern\Willoughby\St Leonards | \Organizations\101-NSW Health\8899-NSLHD | RN-000887 | Air Conditioner - Split System Indoor Unit | Air Conditioner - Split System Indoor Unit - RN29.02.015 | \Classifications\Specification Class\Building Equipment\HVAC\Terminal & Package Units\Package Units\Split Systems | Mechanical, Air Conditioning Unit | ME-ACU | \Classifications\Specification Class\VBIS\ME - Mechanical\ME-ACU - Air Conditioning Unit |  | DAIKIN | FTXF71WVMA | Inverter | E018172 | RN-000887 | [6 empty] | 2023-07-25 | 2 - Normal | 2 - Good | 2 - Medium |  | 2 - Normal | Statutory | Preventive | Medium |  |  | 8y0M
972 | Royal North Shore Hospital | RN29 - Health Information Services | Level 2 | RN29.02.015 | \Locations\Royal North Shore Hospital\RN29 - Health Information Services\Level 2 | \Geography\Oceania\Australia\New South Wales\Sydney Northern\Willoughby\St Leonards | \Organizations\101-NSW Health\8899-NSLHD | RN-000884 | Air Conditioner - Split System Indoor Unit | Air Conditioner - Split System Indoor Unit - RN29.02.015 | \Classifications\Specification Class\Building Equipment\HVAC\Terminal & Package Units\Package Units\Split Systems | Mechanical, Air Conditioning Unit | ME-ACU | \Classifications\Specification Class\VBIS\ME - Mechanical\ME-ACU - Air Conditioning Unit |  | HITACHI | RAS-70YHA3 | Nano Titanium | 1243251947 | RN-000884 | [6 empty] | 2023-07-25 | 2 - Normal | 2 - Good | 2 - Medium |  | 2 - Normal | Statutory | Preventive | Medium |  |  | 8y0M
973 | Royal North Shore Hospital | RN29 - Health Information Services | Level 2 | RN29.02.025 | \Locations\Royal North Shore Hospital\RN29 - Health Information Services\Level 2 | \Geography\Oceania\Australia\New South Wales\Sydney Northern\Willoughby\St Leonards | \Organizations\101-NSW Health\8899-NSLHD | RN-000885 | Air Conditioner - Split System Indoor Unit | Air Conditioner - Split System Indoor Unit - RN29.02.025 | \Classifications\Specification Class\Building Equipment\HVAC\Terminal & Package Units\Package Units\Split Systems | Mechanical, Air Conditioning Unit | ME-ACU | \Classifications\Specification Class\VBIS\ME - Mechanical\ME-ACU - Air Conditioning Unit |  | HITACHI | Dc Inverter |  |  | RN-000885 | [6 empty] | 2023-07-25 | 2 - Normal | 2 - Good | 2 - Medium |  | 2 - Normal | Statutory | Preventive | Medium |  |  | 8y0M
974 | Royal North Shore Hospital | RN29 - Health Information Services | Level 2 | RN29.02.026 | \Locations\Royal North Shore Hospital\RN29 - Health Information Services\Level 2 | \Geography\Oceania\Australia\New South Wales\Sydney Northern\Willoughby\St Leonards | \Organizations\101-NSW Health\8899-NSLHD | RN-000886 | Air Conditioner - Split System Indoor Unit | Air Conditioner - Split System Indoor Unit - RN29.02.026 | \Classifications\Specification Class\Building Equipment\HVAC\Terminal & Package Units\Package Units\Split Systems | Mechanical, Air Conditioning Unit | ME-ACU | \Classifications\Specification Class\VBIS\ME - Mechanical\ME-ACU - Air Conditioning Unit |  | HITACHI | RAS-25YHA3 | DC Inverter | 2131 | RN-000886 | [6 empty] | 2023-07-25 | 2 - Normal | 2 - Good | 2 - Medium |  | 2 - Normal | Statutory | Preventive | Medium |  |  | 8y0M
975 | Royal North Shore Hospital | RN29 - Health Information Services | Level 2 | RN29.02.027 | \Locations\Royal North Shore Hospital\RN29 - Health Information Services\Level 2 | \Geography\Oceania\Australia\New South Wales\Sydney Northern\Willoughby\St Leonards | \Organizations\101-NSW Health\8899-NSLHD | RN-000883 | Air Conditioner - Split System Indoor Unit | Air Conditioner - Split System Indoor Unit - RN29.02.027 | \Classifications\Specification Class\Building Equipment\HVAC\Terminal & Package Units\Package Units\Split Systems | Mechanical, Air Conditioning Unit | ME-ACU | \Classifications\Specification Class\VBIS\ME - Mechanical\ME-ACU - Air Conditioning Unit |  | HITACHI | RAS-25YHA3 | DC Inverter | 2509 | RN-000883 | [6 empty] | 2023-07-25 | 2 - Normal | 2 - Good | 2 - Medium |  | 2 - Normal | Statutory | Preventive | Medium |  |  | 8y0M
976 | Royal North Shore Hospital | RN29 - Health Information Services | Level 2 | RN29.02.015 | \Locations\Royal North Shore Hospital\RN29 - Health Information Services\Level 2 | \Geography\Oceania\Australia\New South Wales\Sydney Northern\Willoughby\St Leonards | \Organizations\101-NSW Health\8899-NSLHD | RN-000875 | Air Conditioner - Split System Indoor Unit | Air Conditioner - Split System Indoor Unit - RN29.02.015 | \Classifications\Specification Class\Building Equipment\HVAC\Terminal & Package Units\Package Units\Split Systems | Mechanical, Air Conditioning Unit | ME-ACU | \Classifications\Specification Class\VBIS\ME - Mechanical\ME-ACU - Air Conditioning Unit |  | LG | S36AHP-ND7 | Neo Plasma |  | RN-000875 | [6 empty] | 2023-07-25 | 2 - Normal | 2 - Good | 2 - Medium |  | 2 - Normal | Statutory | Preventive | Medium |  |  | 8y0M
977 | Royal North Shore Hospital | RN29 - Health Information Services | Level 2 | RN29.02.029 | \Locations\Royal North Shore Hospital\RN29 - Health Information Services\Level 2 | \Geography\Oceania\Australia\New South Wales\Sydney Northern\Willoughby\St Leonards | \Organizations\101-NSW Health\8899-NSLHD | RN-000874 | Air Conditioner - Split System Indoor Unit | Air Conditioner - Split System Indoor Unit - RN29.02.029 | \Classifications\Specification Class\Building Equipment\HVAC\Terminal & Package Units\Package Units\Split Systems | Mechanical, Air Conditioning Unit | ME-ACU | \Classifications\Specification Class\VBIS\ME - Mechanical\ME-ACU - Air Conditioning Unit |  | SAMSUNG | Digital Inverter |  |  | RN-000874 | [6 empty] | 2023-07-25 | 2 - Normal | 4 - Poor | 2 - Medium | Cover Missing | 2 - Normal | Statutory | Preventive | Medium |  |  | 2y0M
978 | Royal North Shore Hospital | RN29 - Health Information Services | Level 2 | RN29.02.004 | \Locations\Royal North Shore Hospital\RN29 - Health Information Services\Level 2 | \Geography\Oceania\Australia\New South Wales\Sydney Northern\Willoughby\St Leonards | \Organizations\101-NSW Health\8899-NSLHD | RN-000882 | Distribution Board - Emergency Light Test Switch | Distribution Board - Emergency Light Test Switch - RN29.02.004 | \Classifications\Specification Class\Building Equipment\Electrical\Electrical Service & Distribution\Distribution Boards | Electrical Power, Switchboard, Main Switch Board | EP-SB-MSB | \Classifications\Specification Class\VBIS\EP - Electrical Power\EP-SB - Switchboard\EP-SB-MSB - Main Switch Board |  | LEGRAND |  |  |  | RN-000882 | [6 empty] | 2023-07-25 | 2 - Normal | 2 - Good | 3 - High |  | 2 - Normal | Statutory | Preventive | High |  |  | 20y0M
979 | Royal North Shore Hospital | RN35 - Building 35 | Level 2 | RN35.02.020 | \Locations\Royal North Shore Hospital\RN35 - Building 35\Level 2 | \Geography\Oceania\Australia\New South Wales\Sydney Northern\Willoughby\St Leonards | \Organizations\101-NSW Health\8899-NSLHD | RN-000901 | Fire Extinguisher - CO2 | Fire Extinguisher - CO2 - RN35.02.020 | \Classifications\Specification Class\Building Equipment\Fire Protection\Fire Protection Specialities\Fire Extinguishers\CO2 | Fire Suppression, Portable Fire Extinguisher, Carbon Dioxide | FS-PFE-CD | \Classifications\Specification Class\VBIS\FS - Fire Suppression\FS-PFE - Portable Fire Extinguisher\FS-PFE-CD - Carbon Dioxide |  | AMPAC | 3.5kg |  |  | RN-000901 | [6 empty] | 2023-07-25 | 2 - Normal | 2 - Good | 2 - Medium |  | 2 - Normal | Statutory | Preventive | High |  |  | 12y0M
980 | Royal North Shore Hospital | RN35 - Building 35 | Level 2 | RN35.02.020 | \Locations\Royal North Shore Hospital\RN35 - Building 35\Level 2 | \Geography\Oceania\Australia\New South Wales\Sydney Northern\Willoughby\St Leonards | \Organizations\101-NSW Health\8899-NSLHD | RN-000902 | Emergency Exit Sign | Emergency Exit Sign - RN35.02.020 | \Classifications\Specification Class\Building Equipment\Electrical\Other Electrical Systems\Emergency Light & Power Systems\Emergency Evacuation Lighting | Electrical Lighting, Emergency Lighting, Testing | EL-EL-Te | \Classifications\Specification Class\VBIS\EL - Electrical Lighting\EL-EL - Emergency Lighting\EL-EL-Te - Testing |  | EKTOR | 24m |  |  | RN-000902 | [6 empty] | 2023-07-25 | 2 - Normal | 2 - Good | 2 - Medium |  | 2 - Normal | Statutory | Preventive | High |  |  | 20y0M
981 | Royal North Shore Hospital | RN35 - Building 35 | Level 2 | RN35.02.020 | \Locations\Royal North Shore Hospital\RN35 - Building 35\Level 2 | \Geography\Oceania\Australia\New South Wales\Sydney Northern\Willoughby\St Leonards | \Organizations\101-NSW Health\8899-NSLHD | RN-000908 | Fire Extinguisher - CO2 | Fire Extinguisher - CO2 - RN35.02.020 | \Classifications\Specification Class\Building Equipment\Fire Protection\Fire Protection Specialities\Fire Extinguishers\CO2 | Fire Suppression, Portable Fire Extinguisher, Carbon Dioxide | FS-PFE-CD | \Classifications\Specification Class\VBIS\FS - Fire Suppression\FS-PFE - Portable Fire Extinguisher\FS-PFE-CD - Carbon Dioxide |  | AMPAC | 3.5kg |  |  | RN-000908 | [6 empty] | 2023-07-25 | 2 - Normal | 2 - Good | 2 - Medium |  | 2 - Normal | Statutory | Preventive | High |  |  | 12y0M
982 | Royal North Shore Hospital | RN35 - Building 35 | Level 2 | RN35.02.019 | \Locations\Royal North Shore Hospital\RN35 - Building 35\Level 2 | \Geography\Oceania\Australia\New South Wales\Sydney Northern\Willoughby\St Leonards | \Organizations\101-NSW Health\8899-NSLHD | RN-000909 | Fire Extinguisher - CO2 | Fire Extinguisher - CO2 - RN35.02.019 | \Classifications\Specification Class\Building Equipment\Fire Protection\Fire Protection Specialities\Fire Extinguishers\CO2 | Fire Suppression, Portable Fire Extinguisher, Carbon Dioxide | FS-PFE-CD | \Classifications\Specification Class\VBIS\FS - Fire Suppression\FS-PFE - Portable Fire Extinguisher\FS-PFE-CD - Carbon Dioxide |  | UNKNOWN | 3.5kg |  |  | RN-000909 | [6 empty] | 2023-07-25 | 2 - Normal | 2 - Good | 2 - Medium |  | 2 - Normal | Statutory | Preventive | High |  |  | 12y0M
983 | Royal North Shore Hospital | RN35 - Building 35 | Level 2 | RN35.02.019 | \Locations\Royal North Shore Hospital\RN35 - Building 35\Level 2 | \Geography\Oceania\Australia\New South Wales\Sydney Northern\Willoughby\St Leonards | \Organizations\101-NSW Health\8899-NSLHD | RN-000911 | Chilled Water/Hot Water Taps | Chilled Water/Hot Water Taps - RN35.02.019 | \Classifications\Specification Class\Food Service Equipment\Chilled Water/Hot Water Taps | Hydraulics, Potable Water Units, Water Filter Unit | HY-PWU-WFU | \Classifications\Specification Class\VBIS\HY - Hydraulics\HY-PWU - Potable Water Units\HY-PWU-WFU - Water Filter Unit |  | ZIP | BC 100/75 |  | 2017061603063 | RN-000911 |  |  |  |  | 2017-01-01 |  | 2023-07-25 | 2 - Normal | 2 - Good | 1 - Low |  | 2 - Normal | Statutory | Preventive | Medium |  |  | 3y4M
984 | Royal North Shore Hospital | RN35 - Building 35 | Level 2 | RN35.02.011 | \Locations\Royal North Shore Hospital\RN35 - Building 35\Level 2 | \Geography\Oceania\Australia\New South Wales\Sydney Northern\Willoughby\St Leonards | \Organizations\101-NSW Health\8899-NSLHD | RN-000912 | Fire Extinguisher - CO2 | Fire Extinguisher - CO2 - RN35.02.011 | \Classifications\Specification Class\Building Equipment\Fire Protection\Fire Protection Specialities\Fire Extinguishers\CO2 | Fire Suppression, Portable Fire Extinguisher, Carbon Dioxide | FS-PFE-CD | \Classifications\Specification Class\VBIS\FS - Fire Suppression\FS-PFE - Portable Fire Extinguisher\FS-PFE-CD - Carbon Dioxide |  | UNKNOWN | 3.5kg |  |  | RN-000912 | [6 empty] | 2023-07-25 | 2 - Normal | 2 - Good | 2 - Medium |  | 2 - Normal | Statutory | Preventive | High |  |  | 12y0M
985 | Royal North Shore Hospital | RN35 - Building 35 | Level 2 | RN35.02.020 | \Locations\Royal North Shore Hospital\RN35 - Building 35\Level 2 | \Geography\Oceania\Australia\New South Wales\Sydney Northern\Willoughby\St Leonards | \Organizations\101-NSW Health\8899-NSLHD | RN-000913 | Emergency Exit Sign | Emergency Exit Sign - RN35.02.020 | \Classifications\Specification Class\Building Equipment\Electrical\Other Electrical Systems\Emergency Light & Power Systems\Emergency Evacuation Lighting | Electrical Lighting, Emergency Lighting, Testing | EL-EL-Te | \Classifications\Specification Class\VBIS\EL - Electrical Lighting\EL-EL - Emergency Lighting\EL-EL-Te - Testing |  | EKTOR | 24m |  |  | RN-000913 | [6 empty] | 2023-07-25 | 2 - Normal | 2 - Good | 2 - Medium |  | 2 - Normal | Statutory | Preventive | High |  |  | 20y0M
986 | Royal North Shore Hospital | RN35 - Building 35 | Level 2 | RN35.02.016 | \Locations\Royal North Shore Hospital\RN35 - Building 35\Level 2 | \Geography\Oceania\Australia\New South Wales\Sydney Northern\Willoughby\St Leonards | \Organizations\101-NSW Health\8899-NSLHD | RN-000914 | Air Conditioner - Split System Indoor Unit | Air Conditioner - Split System Indoor Unit - RN35.02.016 | \Classifications\Specification Class\Building Equipment\HVAC\Terminal & Package Units\Package Units\Split Systems | Mechanical, Air Conditioning Unit | ME-ACU | \Classifications\Specification Class\VBIS\ME - Mechanical\ME-ACU - Air Conditioning Unit |  | DAIKIN | FTXS25KVMA | Inverter |  | RN-000914 | [6 empty] | 2023-07-25 | 2 - Normal | 2 - Good | 2 - Medium |  | 2 - Normal | Statutory | Preventive | Medium |  |  | 8y0M
987 | Royal North Shore Hospital | RN35 - Building 35 | Level 2 | RN35.02.014 | \Locations\Royal North Shore Hospital\RN35 - Building 35\Level 2 | \Geography\Oceania\Australia\New South Wales\Sydney Northern\Willoughby\St Leonards | \Organizations\101-NSW Health\8899-NSLHD | RN-000915 | Air Conditioner - Split System Indoor Unit | Air Conditioner - Split System Indoor Unit - RN35.02.014 | \Classifications\Specification Class\Building Equipment\HVAC\Terminal & Package Units\Package Units\Split Systems | Mechanical, Air Conditioning Unit | ME-ACU | \Classifications\Specification Class\VBIS\ME - Mechanical\ME-ACU - Air Conditioning Unit |  | DAIKIN | FTXS25VMA | Inverter | E096361 | RN-000915 | [6 empty] | 2023-07-25 | 2 - Normal | 2 - Good | 2 - Medium |  | 2 - Normal | Statutory | Preventive | Medium |  |  | 8y0M
988 | Royal North Shore Hospital | RN35 - Building 35 | Level 2 | RN35.02.001 | \Locations\Royal North Shore Hospital\RN35 - Building 35\Level 2\RN35.02.001 Stairs | \Geography\Oceania\Australia\New South Wales\Sydney Northern\Willoughby\St Leonards | \Organizations\101-NSW Health\8899-NSLHD | RN-000916 | Fire Extinguisher - Water | Fire Extinguisher - Water - RN35.02.001 | \Classifications\Specification Class\Building Equipment\Fire Protection\Fire Protection Specialities\Fire Extinguishers\Water | Fire Suppression, Portable Fire Extinguisher, Water | FS-PFE-Wa | \Classifications\Specification Class\VBIS\FS - Fire Suppression\FS-PFE - Portable Fire Extinguisher\FS-PFE-Wa - Water |  | AMPAC | 9.0L |  |  | RN-000916 | [6 empty] | 2023-07-25 | 2 - Normal | 2 - Good | 2 - Medium |  | 2 - Normal | Statutory | Preventive | High |  |  | 12y0M
989 | Royal North Shore Hospital | RN35 - Building 35 | Level 2 | RN35.02.001 | \Locations\Royal North Shore Hospital\RN35 - Building 35\Level 2\RN35.02.001 Stairs | \Geography\Oceania\Australia\New South Wales\Sydney Northern\Willoughby\St Leonards | \Organizations\101-NSW Health\8899-NSLHD | RN-000917 | Fire Extinguisher - CO2 | Fire Extinguisher - CO2 - RN35.02.001 | \Classifications\Specification Class\Building Equipment\Fire Protection\Fire Protection Specialities\Fire Extinguishers\CO2 | Fire Suppression, Portable Fire Extinguisher, Carbon Dioxide | FS-PFE-CD | \Classifications\Specification Class\VBIS\FS - Fire Suppression\FS-PFE - Portable Fire Extinguisher\FS-PFE-CD - Carbon Dioxide |  | FIRE PROTECTION SPECIALIST | 3.5kg |  |  | RN-000917 | [6 empty] | 2023-07-25 | 2 - Normal | 2 - Good | 2 - Medium |  | 2 - Normal | Statutory | Preventive | High |  |  | 12y0M
990 | Royal North Shore Hospital | RN35 - Building 35 | Level 2 | RN35.02.001 | \Locations\Royal North Shore Hospital\RN35 - Building 35\Level 2\RN35.02.001 Stairs | \Geography\Oceania\Australia\New South Wales\Sydney Northern\Willoughby\St Leonards | \Organizations\101-NSW Health\8899-NSLHD | RN-000918 | Fire Blanket | Fire Blanket - RN35.02.001 | \Classifications\Specification Class\Building Equipment\Fire Protection\Other Fire Protection Systems\Fire Blankets | Fire Suppression, Fire Blanket | FS-FB | \Classifications\Specification Class\VBIS\FS - Fire Suppression\FS-FB - Fire Blanket |  | CHUBB | 50802 | 1.2m X 1.8m |  | RN-000918 | [6 empty] | 2023-07-25 | 2 - Normal | 2 - Good | 2 - Medium |  | 2 - Normal | Statutory | Preventive | High |  |  | 8y0M
991 | Royal North Shore Hospital | RN35 - Building 35 | Level 2 | RN35.02.001 | \Locations\Royal North Shore Hospital\RN35 - Building 35\Level 2\RN35.02.001 Stairs | \Geography\Oceania\Australia\New South Wales\Sydney Northern\Willoughby\St Leonards | \Organizations\101-NSW Health\8899-NSLHD | RN-000920 | Distribution Board - Emergency Light Test Switch | Distribution Board - Emergency Light Test Switch - RN35.02.001 | \Classifications\Specification Class\Building Equipment\Electrical\Electrical Service & Distribution\Distribution Boards | Electrical Power, Switchboard, Main Switch Board | EP-SB-MSB | \Classifications\Specification Class\VBIS\EP - Electrical Power\EP-SB - Switchboard\EP-SB-MSB - Main Switch Board |  | LEGRAND |  |  |  | RN-000920 | [6 empty] | 2023-07-25 | 2 - Normal | 2 - Good | 3 - High |  | 2 - Normal | Statutory | Preventive | High |  |  | 20y0M
992 | Royal North Shore Hospital | RN35 - Building 35 | Level 2 | RN35.02.001 | \Locations\Royal North Shore Hospital\RN35 - Building 35\Level 2\RN35.02.001 Stairs | \Geography\Oceania\Australia\New South Wales\Sydney Northern\Willoughby\St Leonards | \Organizations\101-NSW Health\8899-NSLHD | RN-000921 | Smoke Doors - Double Leaf | Smoke Doors - Double Leaf - RN35.02.001 | \Classifications\Specification Class\Building Equipment\Fire Protection\Fire Protection Specialities\Smoke Doors | Structure, Doors Fire Rated | ST-DFR | \Classifications\Specification Class\VBIS\ST - Structure\ST-DFR - Doors Fire Rated |  | UNKNOWN |  |  |  | RN-000921 | [6 empty] | 2023-07-25 | 2 - Normal | 2 - Good | 2 - Medium |  | 2 - Normal | Statutory | Preventive | High |  |  | 20y0M
993 | Royal North Shore Hospital | RN35 - Building 35 | Level 2 | RN35.02.001 | \Locations\Royal North Shore Hospital\RN35 - Building 35\Level 2\RN35.02.001 Stairs | \Geography\Oceania\Australia\New South Wales\Sydney Northern\Willoughby\St Leonards | \Organizations\101-NSW Health\8899-NSLHD | RN-000922 | Emergency Exit Sign | Emergency Exit Sign - RN35.02.001 | \Classifications\Specification Class\Building Equipment\Electrical\Other Electrical Systems\Emergency Light & Power Systems\Emergency Evacuation Lighting | Electrical Lighting, Emergency Lighting, Testing | EL-EL-Te | \Classifications\Specification Class\VBIS\EL - Electrical Lighting\EL-EL - Emergency Lighting\EL-EL-Te - Testing |  | CLEVERTRONICS | 24m |  |  | RN-000922 | [6 empty] | 2023-07-25 | 2 - Normal | 2 - Good | 2 - Medium |  | 2 - Normal | Statutory | Preventive | High |  |  | 20y0M
994 | Royal North Shore Hospital | RN35 - Building 35 | Level 1 | RN35.01.001 | \Locations\Royal North Shore Hospital\RN35 - Building 35\Level 1\RN35.01.001 Stairs | \Geography\Oceania\Australia\New South Wales\Sydney Northern\Willoughby\St Leonards | \Organizations\101-NSW Health\8899-NSLHD | RN-000925 | Fire Extinguisher - CO2 | Fire Extinguisher - CO2 - RN35.01.001 | \Classifications\Specification Class\Building Equipment\Fire Protection\Fire Protection Specialities\Fire Extinguishers\CO2 | Fire Suppression, Portable Fire Extinguisher, Carbon Dioxide | FS-PFE-CD | \Classifications\Specification Class\VBIS\FS - Fire Suppression\FS-PFE - Portable Fire Extinguisher\FS-PFE-CD - Carbon Dioxide |  | FLAMESTOP | 3.5kg |  |  | RN-000925 | [6 empty] | 2023-07-25 | 2 - Normal | 2 - Good | 2 - Medium |  | 2 - Normal | Statutory | Preventive | High |  |  | 12y0M
995 | Royal North Shore Hospital | RN35 - Building 35 | Level 1 | RN35.01.001 | \Locations\Royal North Shore Hospital\RN35 - Building 35\Level 1\RN35.01.001 Stairs | \Geography\Oceania\Australia\New South Wales\Sydney Northern\Willoughby\St Leonards | \Organizations\101-NSW Health\8899-NSLHD | RN-000923 | Smoke Doors - Double Leaf | Smoke Doors - Double Leaf - RN35.01.001 | \Classifications\Specification Class\Building Equipment\Fire Protection\Fire Protection Specialities\Smoke Doors | Structure, Doors Fire Rated | ST-DFR | \Classifications\Specification Class\VBIS\ST - Structure\ST-DFR - Doors Fire Rated |  | UNKNOWN |  |  |  | RN-000923 | [6 empty] | 2023-07-25 | 2 - Normal | 2 - Good | 2 - Medium |  | 2 - Normal | Statutory | Preventive | High |  |  | 20y0M
996 | Royal North Shore Hospital | RN35 - Building 35 | Level 1 | RN35.01.021 | \Locations\Royal North Shore Hospital\RN35 - Building 35\Level 1 | \Geography\Oceania\Australia\New South Wales\Sydney Northern\Willoughby\St Leonards | \Organizations\101-NSW Health\8899-NSLHD | RN-000924 | Fire Extinguisher - CO2 | Fire Extinguisher - CO2 - RN35.01.021 | \Classifications\Specification Class\Building Equipment\Fire Protection\Fire Protection Specialities\Fire Extinguishers\CO2 | Fire Suppression, Portable Fire Extinguisher, Carbon Dioxide | FS-PFE-CD | \Classifications\Specification Class\VBIS\FS - Fire Suppression\FS-PFE - Portable Fire Extinguisher\FS-PFE-CD - Carbon Dioxide |  | AMPAC | 3.5kg |  |  | RN-000924 | [6 empty] | 2023-07-25 | 2 - Normal | 2 - Good | 2 - Medium |  | 2 - Normal | Statutory | Preventive | High |  |  | 12y0M
997 | Royal North Shore Hospital | RN35 - Building 35 | Level 1 | RN35.01.021 | \Locations\Royal North Shore Hospital\RN35 - Building 35\Level 1 | \Geography\Oceania\Australia\New South Wales\Sydney Northern\Willoughby\St Leonards | \Organizations\101-NSW Health\8899-NSLHD | RN-000971 | Emergency Exit Sign | Emergency Exit Sign - RN35.01.021 | \Classifications\Specification Class\Building Equipment\Electrical\Other Electrical Systems\Emergency Light & Power Systems\Emergency Evacuation Lighting | Electrical Lighting, Emergency Lighting, Testing | EL-EL-Te | \Classifications\Specification Class\VBIS\EL - Electrical Lighting\EL-EL - Emergency Lighting\EL-EL-Te - Testing |  | CLEVERTRONICS | 24m |  |  | RN-000971 | [6 empty] | 2023-07-25 | 2 - Normal | 2 - Good | 2 - Medium |  | 2 - Normal | Statutory | Preventive | High |  |  | 20y0M
998 | Royal North Shore Hospital | RN35 - Building 35 | Level 1 | RN35.01.018 | \Locations\Royal North Shore Hospital\RN35 - Building 35\Level 1 | \Geography\Oceania\Australia\New South Wales\Sydney Northern\Willoughby\St Leonards | \Organizations\101-NSW Health\8899-NSLHD | RN-000972 | Chilled Water/Hot Water Taps | Chilled Water/Hot Water Taps - RN35.01.018 | \Classifications\Specification Class\Food Service Equipment\Chilled Water/Hot Water Taps | Hydraulics, Potable Water Units, Water Filter Unit | HY-PWU-WFU | \Classifications\Specification Class\VBIS\HY - Hydraulics\HY-PWU - Potable Water Units\HY-PWU-WFU - Water Filter Unit |  | ZIP | BC 100/75 |  | 2019011002123 | RN-000972 |  |  |  |  | 2019-01-01 |  | 2023-07-25 | 2 - Normal | 2 - Good | 1 - Low |  | 2 - Normal | Statutory | Preventive | Medium |  |  | 5y4M
999 | Royal North Shore Hospital | RN35 - Building 35 | Level 1 | RN35.01.018 | \Locations\Royal North Shore Hospital\RN35 - Building 35\Level 1 | \Geography\Oceania\Australia\New South Wales\Sydney Northern\Willoughby\St Leonards | \Organizations\101-NSW Health\8899-NSLHD | RN-000973 | Fire Blanket | Fire Blanket - RN35.01.018 | \Classifications\Specification Class\Building Equipment\Fire Protection\Other Fire Protection Systems\Fire Blankets | Fire Suppression, Fire Blanket | FS-FB | \Classifications\Specification Class\VBIS\FS - Fire Suppression\FS-FB - Fire Blanket |  | CHUBB | 50802 | 1.2m X 1.8m |  | RN-000973 | [6 empty] | 2023-07-25 | 2 - Normal | 2 - Good | 2 - Medium |  | 2 - Normal | Statutory | Preventive | High |  |  | 8y0M
1000 | Royal North Shore Hospital | RN35 - Building 35 | Level 1 | RN35.01.021 | \Locations\Royal North Shore Hospital\RN35 - Building 35\Level 1 | \Geography\Oceania\Australia\New South Wales\Sydney Northern\Willoughby\St Leonards | \Organizations\101-NSW Health\8899-NSLHD | RN-000974 | Mechanical Services Switchboard - MSSB 35.2.1 | Mechanical Services Switchboard - MSSB 35.2.1 - RN35.01.021 | \Classifications\Specification Class\Building Equipment\Electrical\Electrical Service & Distribution\Distribution Boards | Electrical Power, Switchboard, Main Switch Board | EP-SB-MSB | \Classifications\Specification Class\VBIS\EP - Electrical Power\EP-SB - Switchboard\EP-SB-MSB - Main Switch Board |  | UNKNOWN |  |  |  | RN-000974 | [6 empty] | 2023-07-25 | 2 - Normal | 2 - Good | 3 - High |  | 2 - Normal | Statutory | Preventive | High |  |  | 20y0M
1001 | Royal North Shore Hospital | RN35 - Building 35 | Level 1 | RN35.01.021 | \Locations\Royal North Shore Hospital\RN35 - Building 35\Level 1 | \Geography\Oceania\Australia\New South Wales\Sydney Northern\Willoughby\St Leonards | \Organizations\101-NSW Health\8899-NSLHD | RN-000975 | Mechanical Services Switchboard - MSSB 35.1.1 | Mechanical Services Switchboard - MSSB 35.1.1 - RN35.01.021 | \Classifications\Specification Class\Building Equipment\Electrical\Electrical Service & Distribution\Distribution Boards | Electrical Power, Switchboard, Main Switch Board | EP-SB-MSB | \Classifications\Specification Class\VBIS\EP - Electrical Power\EP-SB - Switchboard\EP-SB-MSB - Main Switch Board |  | UNKNOWN |  |  |  | RN-000975 | [6 empty] | 2023-07-25 | 2 - Normal | 2 - Good | 3 - High |  | 2 - Normal | Statutory | Preventive | High |  |  | 20y0M
1002 | Royal North Shore Hospital | RN35 - Building 35 | Level 1 | RN35.01.004 | \Locations\Royal North Shore Hospital\RN35 - Building 35\Level 1 | \Geography\Oceania\Australia\New South Wales\Sydney Northern\Willoughby\St Leonards | \Organizations\101-NSW Health\8899-NSLHD | RN-000976 | Fire Extinguisher - CO2 | Fire Extinguisher - CO2 - RN35.01.004 | \Classifications\Specification Class\Building Equipment\Fire Protection\Fire Protection Specialities\Fire Extinguishers\CO2 | Fire Suppression, Portable Fire Extinguisher, Carbon Dioxide | FS-PFE-CD | \Classifications\Specification Class\VBIS\FS - Fire Suppression\FS-PFE - Portable Fire Extinguisher\FS-PFE-CD - Carbon Dioxide |  | FLAMESTOP | 3.5kg |  |  | RN-000976 | [6 empty] | 2023-07-25 | 2 - Normal | 2 - Good | 2 - Medium |  | 2 - Normal | Statutory | Preventive | High |  |  | 12y0M
1003 | Royal North Shore Hospital | RN35 - Building 35 | Level 1 | RN35.01.005 | \Locations\Royal North Shore Hospital\RN35 - Building 35\Level 1 | \Geography\Oceania\Australia\New South Wales\Sydney Northern\Willoughby\St Leonards | \Organizations\101-NSW Health\8899-NSLHD | RN-000977 | Fire Extinguisher - CO2 | Fire Extinguisher - CO2 - RN35.01.005 | \Classifications\Specification Class\Building Equipment\Fire Protection\Fire Protection Specialities\Fire Extinguishers\CO2 | Fire Suppression, Portable Fire Extinguisher, Carbon Dioxide | FS-PFE-CD | \Classifications\Specification Class\VBIS\FS - Fire Suppression\FS-PFE - Portable Fire Extinguisher\FS-PFE-CD - Carbon Dioxide |  | UNKNOWN | 3.5kg |  |  | RN-000977 | [6 empty] | 2023-07-25 | 2 - Normal | 2 - Good | 2 - Medium |  | 2 - Normal | Statutory | Preventive | High |  |  | 12y0M
1004 | Royal North Shore Hospital | RN35 - Building 35 | Level 1 | RN35.01.005 | \Locations\Royal North Shore Hospital\RN35 - Building 35\Level 1 | \Geography\Oceania\Australia\New South Wales\Sydney Northern\Willoughby\St Leonards | \Organizations\101-NSW Health\8899-NSLHD | RN-000978 | Fire Blanket | Fire Blanket - RN35.01.005 | \Classifications\Specification Class\Building Equipment\Fire Protection\Other Fire Protection Systems\Fire Blankets | Fire Suppression, Fire Blanket | FS-FB | \Classifications\Specification Class\VBIS\FS - Fire Suppression\FS-FB - Fire Blanket |  | AMPAC | 1500-6003 | 1.2m X 1.8m |  | RN-000978 | [6 empty] | 2023-07-25 | 2 - Normal | 2 - Good | 2 - Medium |  | 2 - Normal | Statutory | Preventive | High |  |  | 8y0M
1005 | Royal North Shore Hospital | RN35 - Building 35 | Level 1 | RN35.01.005 | \Locations\Royal North Shore Hospital\RN35 - Building 35\Level 1 | \Geography\Oceania\Australia\New South Wales\Sydney Northern\Willoughby\St Leonards | \Organizations\101-NSW Health\8899-NSLHD | RN-000979 | Chilled Water/Hot Water Taps | Chilled Water/Hot Water Taps - RN35.01.005 | \Classifications\Specification Class\Food Service Equipment\Chilled Water/Hot Water Taps | Hydraulics, Potable Water Units, Water Filter Unit | HY-PWU-WFU | \Classifications\Specification Class\VBIS\HY - Hydraulics\HY-PWU - Potable Water Units\HY-PWU-WFU - Water Filter Unit |  | ZIP | BC 100/75 | Hydrotap | 2017100502006 | RN-000979 |  |  |  |  | 2017-01-01 |  | 2023-07-25 | 2 - Normal | 2 - Good | 1 - Low |  | 2 - Normal | Statutory | Preventive | Medium |  |  | 3y4M
1006 | Royal North Shore Hospital | RN35 - Building 35 | Level 1 | RN35.01.006 | \Locations\Royal North Shore Hospital\RN35 - Building 35\Level 1 | \Geography\Oceania\Australia\New South Wales\Sydney Northern\Willoughby\St Leonards | \Organizations\101-NSW Health\8899-NSLHD | RN-000980 | Fire Extinguisher - CO2 | Fire Extinguisher - CO2 - RN35.01.006 | \Classifications\Specification Class\Building Equipment\Fire Protection\Fire Protection Specialities\Fire Extinguishers\CO2 | Fire Suppression, Portable Fire Extinguisher, Carbon Dioxide | FS-PFE-CD | \Classifications\Specification Class\VBIS\FS - Fire Suppression\FS-PFE - Portable Fire Extinguisher\FS-PFE-CD - Carbon Dioxide |  | FIREBOX | 5.0kg |  |  | RN-000980 | [6 empty] | 2023-07-25 | 2 - Normal | 2 - Good | 2 - Medium |  | 2 - Normal | Statutory | Preventive | High |  |  | 12y0M
1007 | Royal North Shore Hospital | RN35 - Building 35 | Level 1 | RN35.01.013 | \Locations\Royal North Shore Hospital\RN35 - Building 35\Level 1 | \Geography\Oceania\Australia\New South Wales\Sydney Northern\Willoughby\St Leonards | \Organizations\101-NSW Health\8899-NSLHD | RN-000981 | Distribution Board (Sub) - SB35.1.1E | Distribution Board (Sub) - SB35.1.1E - RN35.01.013 | \Classifications\Specification Class\Building Equipment\Electrical\Electrical Service & Distribution\Distribution Boards | Electrical Power, Switchboard, Main Switch Board | EP-SB-MSB | \Classifications\Specification Class\VBIS\EP - Electrical Power\EP-SB - Switchboard\EP-SB-MSB - Main Switch Board |  | UNKNOWN |  |  |  | RN-000981 | [6 empty] | 2023-07-25 | 2 - Normal | 2 - Good | 3 - High |  | 2 - Normal | Statutory | Preventive | High |  |  | 20y0M | [9 empty] | 14 RCDs
1008 | Royal North Shore Hospital | RN35 - Building 35 | Level 1 | RN35.01.013 | \Locations\Royal North Shore Hospital\RN35 - Building 35\Level 1 | \Geography\Oceania\Australia\New South Wales\Sydney Northern\Willoughby\St Leonards | \Organizations\101-NSW Health\8899-NSLHD | RN-000982 | Distribution Board - Emergency Light Test Switch | Distribution Board - Emergency Light Test Switch - RN35.01.013 | \Classifications\Specification Class\Building Equipment\Electrical\Electrical Service & Distribution\Distribution Boards | Electrical Power, Switchboard, Main Switch Board | EP-SB-MSB | \Classifications\Specification Class\VBIS\EP - Electrical Power\EP-SB - Switchboard\EP-SB-MSB - Main Switch Board |  | LEGRAND |  |  |  | RN-000982 | [6 empty] | 2023-07-25 | 2 - Normal | 2 - Good | 3 - High |  | 2 - Normal | Statutory | Preventive | High |  |  | 20y0M
1009 | Royal North Shore Hospital | RN35 - Building 35 | Level 1 | RN35.01.013 | \Locations\Royal North Shore Hospital\RN35 - Building 35\Level 1 | \Geography\Oceania\Australia\New South Wales\Sydney Northern\Willoughby\St Leonards | \Organizations\101-NSW Health\8899-NSLHD | RN-000983 | Emergency Exit Sign | Emergency Exit Sign - RN35.01.013 | \Classifications\Specification Class\Building Equipment\Electrical\Other Electrical Systems\Emergency Light & Power Systems\Emergency Evacuation Lighting | Electrical Lighting, Emergency Lighting, Testing | EL-EL-Te | \Classifications\Specification Class\VBIS\EL - Electrical Lighting\EL-EL - Emergency Lighting\EL-EL-Te - Testing |  | EKTOR | 24m |  |  | RN-000983 | [6 empty] | 2023-07-25 | 2 - Normal | 2 - Good | 2 - Medium |  | 2 - Normal | Statutory | Preventive | High |  |  | 20y0M
1010 | Royal North Shore Hospital | RN35 - Building 35 | Level 1 | RN35.01.013 | \Locations\Royal North Shore Hospital\RN35 - Building 35\Level 1 | \Geography\Oceania\Australia\New South Wales\Sydney Northern\Willoughby\St Leonards | \Organizations\101-NSW Health\8899-NSLHD | RN-000988 | Air Conditioner - Split System Indoor Unit | Air Conditioner - Split System Indoor Unit - RN35.01.013 | \Classifications\Specification Class\Building Equipment\HVAC\Terminal & Package Units\Package Units\Split Systems | Mechanical, Air Conditioning Unit | ME-ACU | \Classifications\Specification Class\VBIS\ME - Mechanical\ME-ACU - Air Conditioning Unit |  | PANASONIC | CS-RZ35TKR | Inverter | 491480693 | RN-000988 | [6 empty] | 2023-07-25 | 2 - Normal | 2 - Good | 2 - Medium |  | 2 - Normal | Statutory | Preventive | Medium |  |  | 8y0M
1011 | Royal North Shore Hospital | RN35 - Building 35 | Level 1 | RN35.01.012 | \Locations\Royal North Shore Hospital\RN35 - Building 35\Level 1 | \Geography\Oceania\Australia\New South Wales\Sydney Northern\Willoughby\St Leonards | \Organizations\101-NSW Health\8899-NSLHD | RN-000987 | Air Conditioner - Split System Indoor Unit | Air Conditioner - Split System Indoor Unit - RN35.01.012 | \Classifications\Specification Class\Building Equipment\HVAC\Terminal & Package Units\Package Units\Split Systems | Mechanical, Air Conditioning Unit | ME-ACU | \Classifications\Specification Class\VBIS\ME - Mechanical\ME-ACU - Air Conditioning Unit |  | PANASONIC | Inverter |  |  | RN-000987 | [6 empty] | 2023-07-25 | 2 - Normal | 2 - Good | 2 - Medium |  | 2 - Normal | Statutory | Preventive | Medium |  |  | 8y0M
1012 | Royal North Shore Hospital | RN35 - Building 35 | Level 1 | RN35.01.014 | \Locations\Royal North Shore Hospital\RN35 - Building 35\Level 1 | \Geography\Oceania\Australia\New South Wales\Sydney Northern\Willoughby\St Leonards | \Organizations\101-NSW Health\8899-NSLHD | RN-000984 | Emergency Exit Sign | Emergency Exit Sign - RN35.01.014 | \Classifications\Specification Class\Building Equipment\Electrical\Other Electrical Systems\Emergency Light & Power Systems\Emergency Evacuation Lighting | Electrical Lighting, Emergency Lighting, Testing | EL-EL-Te | \Classifications\Specification Class\VBIS\EL - Electrical Lighting\EL-EL - Emergency Lighting\EL-EL-Te - Testing |  | CLEVERTRONICS | 24m |  |  | RN-000984 | [6 empty] | 2023-07-25 | 2 - Normal | 2 - Good | 2 - Medium |  | 2 - Normal | Statutory | Preventive | High |  |  | 20y0M
1013 | Royal North Shore Hospital | RN35 - Building 35 | Level 1 | RN35.01.014 | \Locations\Royal North Shore Hospital\RN35 - Building 35\Level 1 | \Geography\Oceania\Australia\New South Wales\Sydney Northern\Willoughby\St Leonards | \Organizations\101-NSW Health\8899-NSLHD | RN-000986 | Emergency Light | Emergency Light - RN35.01.014 | \Classifications\Specification Class\Building Equipment\Electrical\Other Electrical Systems\Emergency Light & Power Systems\Emergency Evacuation Lighting | Electrical Lighting, Emergency Lighting, Testing | EL-EL-Te | \Classifications\Specification Class\VBIS\EL - Electrical Lighting\EL-EL - Emergency Lighting\EL-EL-Te - Testing |  | UNKNOWN |  |  |  | RN-000986 | [6 empty] | 2023-07-25 | 2 - Normal | 2 - Good | 2 - Medium |  | 2 - Normal | Statutory | Preventive | High |  |  | 20y0M
1014 | Royal North Shore Hospital | RN35 - Building 35 | Level 3 | RN35.03.001 | \Locations\Royal North Shore Hospital\RN35 - Building 35\Level 3\RN35.03.001 Stairs | \Geography\Oceania\Australia\New South Wales\Sydney Northern\Willoughby\St Leonards | \Organizations\101-NSW Health\8899-NSLHD | RN-001016 | Fire Door - Single Leaf | Fire Door - Single Leaf - RN35.03.001 | \Classifications\Specification Class\Building Equipment\Fire Protection\Fire Protection Specialities\Fire Doors | Structure, Doors Fire Rated | ST-DFR | \Classifications\Specification Class\VBIS\ST - Structure\ST-DFR - Doors Fire Rated |  | WORMALD | FRL -/120/30 |  |  | RN-001016 | [6 empty] | 2023-07-25 | 2 - Normal | 2 - Good | 2 - Medium |  | 2 - Normal | Statutory | Preventive | High |  |  | 20y0M
1015 | Royal North Shore Hospital | RN35 - Building 35 | Level 3 | RN35.03.001 | \Locations\Royal North Shore Hospital\RN35 - Building 35\Level 3\RN35.03.001 Stairs | \Geography\Oceania\Australia\New South Wales\Sydney Northern\Willoughby\St Leonards | \Organizations\101-NSW Health\8899-NSLHD | RN-001017 | Fire Extinguisher - CO2 | Fire Extinguisher - CO2 - RN35.03.001 | \Classifications\Specification Class\Building Equipment\Fire Protection\Fire Protection Specialities\Fire Extinguishers\CO2 | Fire Suppression, Portable Fire Extinguisher, Carbon Dioxide | FS-PFE-CD | \Classifications\Specification Class\VBIS\FS - Fire Suppression\FS-PFE - Portable Fire Extinguisher\FS-PFE-CD - Carbon Dioxide |  | AMPAC | 3.5kg |  |  | RN-001017 | [6 empty] | 2023-07-25 | 2 - Normal | 2 - Good | 2 - Medium |  | 2 - Normal | Statutory | Preventive | High |  |  | 12y0M
1016 | Royal North Shore Hospital | RN35 - Building 35 | Level 3 | RN35.03.001 | \Locations\Royal North Shore Hospital\RN35 - Building 35\Level 3\RN35.03.001 Stairs | \Geography\Oceania\Australia\New South Wales\Sydney Northern\Willoughby\St Leonards | \Organizations\101-NSW Health\8899-NSLHD | RN-001018 | Fire Extinguisher - CO2 | Fire Extinguisher - CO2 - RN35.03.001 | \Classifications\Specification Class\Building Equipment\Fire Protection\Fire Protection Specialities\Fire Extinguishers\CO2 | Fire Suppression, Portable Fire Extinguisher, Carbon Dioxide | FS-PFE-CD | \Classifications\Specification Class\VBIS\FS - Fire Suppression\FS-PFE - Portable Fire Extinguisher\FS-PFE-CD - Carbon Dioxide |  | FLAMESTOP | 3.5kg |  |  | RN-001018 | [6 empty] | 2023-07-25 | 2 - Normal | 2 - Good | 2 - Medium |  | 2 - Normal | Statutory | Preventive | High |  |  | 12y0M
1017 | Royal North Shore Hospital | RN35 - Building 35 | Level 3 | RN35.03.001 | \Locations\Royal North Shore Hospital\RN35 - Building 35\Level 3\RN35.03.001 Stairs | \Geography\Oceania\Australia\New South Wales\Sydney Northern\Willoughby\St Leonards | \Organizations\101-NSW Health\8899-NSLHD | RN-001020 | Fire Extinguisher - CO2 | Fire Extinguisher - CO2 - RN35.03.001 | \Classifications\Specification Class\Building Equipment\Fire Protection\Fire Protection Specialities\Fire Extinguishers\CO2 | Fire Suppression, Portable Fire Extinguisher, Carbon Dioxide | FS-PFE-CD | \Classifications\Specification Class\VBIS\FS - Fire Suppression\FS-PFE - Portable Fire Extinguisher\FS-PFE-CD - Carbon Dioxide |  | AMPAC | 3.5kg |  |  | RN-001020 | [6 empty] | 2023-07-25 | 2 - Normal | 2 - Good | 2 - Medium |  | 2 - Normal | Statutory | Preventive | High |  |  | 12y0M
1018 | Royal North Shore Hospital | RN35 - Building 35 | Level 3 | RN35.03.001 | \Locations\Royal North Shore Hospital\RN35 - Building 35\Level 3\RN35.03.001 Stairs | \Geography\Oceania\Australia\New South Wales\Sydney Northern\Willoughby\St Leonards | \Organizations\101-NSW Health\8899-NSLHD | RN-001021 | Fire Blanket | Fire Blanket - RN35.03.001 | \Classifications\Specification Class\Building Equipment\Fire Protection\Other Fire Protection Systems\Fire Blankets | Fire Suppression, Fire Blanket | FS-FB | \Classifications\Specification Class\VBIS\FS - Fire Suppression\FS-FB - Fire Blanket |  | QUELL | 1.2m X 1.8m |  |  | RN-001021 | [6 empty] | 2023-07-25 | 2 - Normal | 2 - Good | 2 - Medium |  | 2 - Normal | Statutory | Preventive | High |  |  | 8y0M
1019 | Royal North Shore Hospital | RN35 - Building 35 | Level 3 | RN35.03.006 | \Locations\Royal North Shore Hospital\RN35 - Building 35\Level 3 | \Geography\Oceania\Australia\New South Wales\Sydney Northern\Willoughby\St Leonards | \Organizations\101-NSW Health\8899-NSLHD | RN-001022 | Fire Door - Single Leaf | Fire Door - Single Leaf - RN35.03.006 | \Classifications\Specification Class\Building Equipment\Fire Protection\Fire Protection Specialities\Fire Doors | Structure, Doors Fire Rated | ST-DFR | \Classifications\Specification Class\VBIS\ST - Structure\ST-DFR - Doors Fire Rated |  | WORMALD | FRL -/60/30 |  |  | RN-001022 | [6 empty] | 2023-07-25 | 2 - Normal | 2 - Good | 2 - Medium |  | 2 - Normal | Statutory | Preventive | High |  |  | 20y0M
1020 | Royal North Shore Hospital | RN35 - Building 35 | Level 3 | RN35.03.006 | \Locations\Royal North Shore Hospital\RN35 - Building 35\Level 3 | \Geography\Oceania\Australia\New South Wales\Sydney Northern\Willoughby\St Leonards | \Organizations\101-NSW Health\8899-NSLHD | RN-001041 | Smoke Detector | Smoke Detector - RN35.03.006 | \Classifications\Specification Class\Building Equipment\Fire Protection\Fire Alarm Systems\Smoke Detectors | Fire Detection, Fire Detectors, Smoke | FD-FD-Sm | \Classifications\Specification Class\VBIS\FD - Fire Detection\FD-FD - Fire Detectors\FD-FD-Sm - Smoke |  | UNKNOWN |  |  |  | RN-001041 | [6 empty] | 2023-07-25 | 2 - Normal | 2 - Good | 2 - Medium |  | 2 - Normal | Statutory | Preventive | High |  |  | 16y0M
1021 | Royal North Shore Hospital | RN35 - Building 35 | Level 3 | RN35.03.010 | \Locations\Royal North Shore Hospital\RN35 - Building 35\Level 3 | \Geography\Oceania\Australia\New South Wales\Sydney Northern\Willoughby\St Leonards | \Organizations\101-NSW Health\8899-NSLHD | RN-001065 | Smoke Detector | Smoke Detector - RN35.03.010 | \Classifications\Specification Class\Building Equipment\Fire Protection\Fire Alarm Systems\Smoke Detectors | Fire Detection, Fire Detectors, Smoke | FD-FD-Sm | \Classifications\Specification Class\VBIS\FD - Fire Detection\FD-FD - Fire Detectors\FD-FD-Sm - Smoke |  | UNKNOWN |  |  |  | RN-001065 | [6 empty] | 2023-07-25 | 2 - Normal | 2 - Good | 2 - Medium |  | 2 - Normal | Statutory | Preventive | High |  |  | 16y0M
1022 | Royal North Shore Hospital | RN35 - Building 35 | Level 3 | RN35.03.011 | \Locations\Royal North Shore Hospital\RN35 - Building 35\Level 3 | \Geography\Oceania\Australia\New South Wales\Sydney Northern\Willoughby\St Leonards | \Organizations\101-NSW Health\8899-NSLHD | RN-001060 | Smoke Detector | Smoke Detector - RN35.03.011 | \Classifications\Specification Class\Building Equipment\Fire Protection\Fire Alarm Systems\Smoke Detectors | Fire Detection, Fire Detectors, Smoke | FD-FD-Sm | \Classifications\Specification Class\VBIS\FD - Fire Detection\FD-FD - Fire Detectors\FD-FD-Sm - Smoke |  | UNKNOWN |  |  |  | RN-001060 | [6 empty] | 2023-07-25 | 2 - Normal | 2 - Good | 2 - Medium |  | 2 - Normal | Statutory | Preventive | High |  |  | 16y0M
1023 | Royal North Shore Hospital | RN35 - Building 35 | Level 3 | RN35.03.012 | \Locations\Royal North Shore Hospital\RN35 - Building 35\Level 3 | \Geography\Oceania\Australia\New South Wales\Sydney Northern\Willoughby\St Leonards | \Organizations\101-NSW Health\8899-NSLHD | RN-001055 | Smoke Detector | Smoke Detector - RN35.03.012 | \Classifications\Specification Class\Building Equipment\Fire Protection\Fire Alarm Systems\Smoke Detectors | Fire Detection, Fire Detectors, Smoke | FD-FD-Sm | \Classifications\Specification Class\VBIS\FD - Fire Detection\FD-FD - Fire Detectors\FD-FD-Sm - Smoke |  | UNKNOWN |  |  |  | RN-001055 | [6 empty] | 2023-07-25 | 2 - Normal | 2 - Good | 2 - Medium |  | 2 - Normal | Statutory | Preventive | High |  |  | 16y0M
1024 | Royal North Shore Hospital | RN35 - Building 35 | Level 3 | RN35.03.013 | \Locations\Royal North Shore Hospital\RN35 - Building 35\Level 3 | \Geography\Oceania\Australia\New South Wales\Sydney Northern\Willoughby\St Leonards | \Organizations\101-NSW Health\8899-NSLHD | RN-001064 | Smoke Detector | Smoke Detector - RN35.03.013 | \Classifications\Specification Class\Building Equipment\Fire Protection\Fire Alarm Systems\Smoke Detectors | Fire Detection, Fire Detectors, Smoke | FD-FD-Sm | \Classifications\Specification Class\VBIS\FD - Fire Detection\FD-FD - Fire Detectors\FD-FD-Sm - Smoke |  | UNKNOWN |  |  |  | RN-001064 | [6 empty] | 2023-07-25 | 2 - Normal | 2 - Good | 2 - Medium |  | 2 - Normal | Statutory | Preventive | High |  |  | 16y0M
1025 | Royal North Shore Hospital | RN35 - Building 35 | Level 3 | RN35.03.014 | \Locations\Royal North Shore Hospital\RN35 - Building 35\Level 3 | \Geography\Oceania\Australia\New South Wales\Sydney Northern\Willoughby\St Leonards | \Organizations\101-NSW Health\8899-NSLHD | RN-001059 | Smoke Detector | Smoke Detector - RN35.03.014 | \Classifications\Specification Class\Building Equipment\Fire Protection\Fire Alarm Systems\Smoke Detectors | Fire Detection, Fire Detectors, Smoke | FD-FD-Sm | \Classifications\Specification Class\VBIS\FD - Fire Detection\FD-FD - Fire Detectors\FD-FD-Sm - Smoke |  | UNKNOWN |  |  |  | RN-001059 | [6 empty] | 2023-07-25 | 2 - Normal | 2 - Good | 2 - Medium |  | 2 - Normal | Statutory | Preventive | High |  |  | 16y0M
1026 | Royal North Shore Hospital | RN35 - Building 35 | Level 3 | RN35.03.015 | \Locations\Royal North Shore Hospital\RN35 - Building 35\Level 3 | \Geography\Oceania\Australia\New South Wales\Sydney Northern\Willoughby\St Leonards | \Organizations\101-NSW Health\8899-NSLHD | RN-001054 | Smoke Detector | Smoke Detector - RN35.03.015 | \Classifications\Specification Class\Building Equipment\Fire Protection\Fire Alarm Systems\Smoke Detectors | Fire Detection, Fire Detectors, Smoke | FD-FD-Sm | \Classifications\Specification Class\VBIS\FD - Fire Detection\FD-FD - Fire Detectors\FD-FD-Sm - Smoke |  | UNKNOWN |  |  |  | RN-001054 | [6 empty] | 2023-07-25 | 2 - Normal | 2 - Good | 2 - Medium |  | 2 - Normal | Statutory | Preventive | High |  |  | 16y0M
1027 | Royal North Shore Hospital | RN35 - Building 35 | Level 3 | RN35.03.002 | \Locations\Royal North Shore Hospital\RN35 - Building 35\Level 3 | \Geography\Oceania\Australia\New South Wales\Sydney Northern\Willoughby\St Leonards | \Organizations\101-NSW Health\8899-NSLHD | RN-001063 | Smoke Detector | Smoke Detector - RN35.03.002 | \Classifications\Specification Class\Building Equipment\Fire Protection\Fire Alarm Systems\Smoke Detectors | Fire Detection, Fire Detectors, Smoke | FD-FD-Sm | \Classifications\Specification Class\VBIS\FD - Fire Detection\FD-FD - Fire Detectors\FD-FD-Sm - Smoke |  | UNKNOWN |  |  |  | RN-001063 | [6 empty] | 2023-07-25 | 2 - Normal | 2 - Good | 2 - Medium |  | 2 - Normal | Statutory | Preventive | High |  |  | 16y0M
1028 | Royal North Shore Hospital | RN35 - Building 35 | Level 3 | RN35.03.003 | \Locations\Royal North Shore Hospital\RN35 - Building 35\Level 3 | \Geography\Oceania\Australia\New South Wales\Sydney Northern\Willoughby\St Leonards | \Organizations\101-NSW Health\8899-NSLHD | RN-001056 | Smoke Detector | Smoke Detector - RN35.03.003 | \Classifications\Specification Class\Building Equipment\Fire Protection\Fire Alarm Systems\Smoke Detectors | Fire Detection, Fire Detectors, Smoke | FD-FD-Sm | \Classifications\Specification Class\VBIS\FD - Fire Detection\FD-FD - Fire Detectors\FD-FD-Sm - Smoke |  | UNKNOWN |  |  |  | RN-001056 | [6 empty] | 2023-07-25 | 2 - Normal | 2 - Good | 2 - Medium |  | 2 - Normal | Statutory | Preventive | High |  |  | 16y0M
1029 | Royal North Shore Hospital | RN35 - Building 35 | Level 3 | RN35.03.004 | \Locations\Royal North Shore Hospital\RN35 - Building 35\Level 3 | \Geography\Oceania\Australia\New South Wales\Sydney Northern\Willoughby\St Leonards | \Organizations\101-NSW Health\8899-NSLHD | RN-001058 | Smoke Detector | Smoke Detector - RN35.03.004 | \Classifications\Specification Class\Building Equipment\Fire Protection\Fire Alarm Systems\Smoke Detectors | Fire Detection, Fire Detectors, Smoke | FD-FD-Sm | \Classifications\Specification Class\VBIS\FD - Fire Detection\FD-FD - Fire Detectors\FD-FD-Sm - Smoke |  | UNKNOWN |  |  |  | RN-001058 | [6 empty] | 2023-07-25 | 2 - Normal | 2 - Good | 2 - Medium |  | 2 - Normal | Statutory | Preventive | High |  |  | 16y0M
1030 | Royal North Shore Hospital | RN35 - Building 35 | Level 3 | RN35.03.008 | \Locations\Royal North Shore Hospital\RN35 - Building 35\Level 3 | \Geography\Oceania\Australia\New South Wales\Sydney Northern\Willoughby\St Leonards | \Organizations\101-NSW Health\8899-NSLHD | RN-001053 | Smoke Detector | Smoke Detector - RN35.03.008 | \Classifications\Specification Class\Building Equipment\Fire Protection\Fire Alarm Systems\Smoke Detectors | Fire Detection, Fire Detectors, Smoke | FD-FD-Sm | \Classifications\Specification Class\VBIS\FD - Fire Detection\FD-FD - Fire Detectors\FD-FD-Sm - Smoke |  | UNKNOWN |  |  |  | RN-001053 | [6 empty] | 2023-07-25 | 2 - Normal | 5 - Defective | 2 - Medium | Broken | 2 - Normal | Statutory | Preventive | High |  |  | 0y0M
1031 | Royal North Shore Hospital | RN35 - Building 35 | Level 3 | RN35.03.001 | \Locations\Royal North Shore Hospital\RN35 - Building 35\Level 3\RN35.03.001 Stairs | \Geography\Oceania\Australia\New South Wales\Sydney Northern\Willoughby\St Leonards | \Organizations\101-NSW Health\8899-NSLHD | RN-001023 | Distribution Board - Emergency Light Test Switch | Distribution Board - Emergency Light Test Switch - RN35.03.001 | \Classifications\Specification Class\Building Equipment\Electrical\Electrical Service & Distribution\Distribution Boards | Electrical Power, Switchboard, Main Switch Board | EP-SB-MSB | \Classifications\Specification Class\VBIS\EP - Electrical Power\EP-SB - Switchboard\EP-SB-MSB - Main Switch Board |  | UNKNOWN |  |  |  | RN-001023 | [6 empty] | 2023-07-25 | 2 - Normal | 2 - Good | 3 - High |  | 2 - Normal | Statutory | Preventive | High |  |  | 20y0M
1032 | Royal North Shore Hospital | RN35 - Building 35 | Level 4 | RN35.04.001 | \Locations\Royal North Shore Hospital\RN35 - Building 35\Level 4\RN35.04.001 Stairs | \Geography\Oceania\Australia\New South Wales\Sydney Northern\Willoughby\St Leonards | \Organizations\101-NSW Health\8899-NSLHD | RN-001024 | Distribution Board (Sub) - SB35.4.3 | Distribution Board (Sub) - SB35.4.3 - RN35.04.001 | \Classifications\Specification Class\Building Equipment\Electrical\Electrical Service & Distribution\Distribution Boards | Electrical Power, Switchboard, Main Switch Board | EP-SB-MSB | \Classifications\Specification Class\VBIS\EP - Electrical Power\EP-SB - Switchboard\EP-SB-MSB - Main Switch Board |  | EMAIL LIMITED |  |  |  | RN-001024 | [6 empty] | 2023-07-25 | 2 - Normal | 2 - Good | 3 - High |  | 2 - Normal | Statutory | Preventive | High |  |  | 20y0M
1033 | Royal North Shore Hospital | RN35 - Building 35 | Level 4 | RN35.04.001 | \Locations\Royal North Shore Hospital\RN35 - Building 35\Level 4\RN35.04.001 Stairs | \Geography\Oceania\Australia\New South Wales\Sydney Northern\Willoughby\St Leonards | \Organizations\101-NSW Health\8899-NSLHD | RN-001025 | Fire Extinguisher - CO2 | Fire Extinguisher - CO2 - RN35.04.001 | \Classifications\Specification Class\Building Equipment\Fire Protection\Fire Protection Specialities\Fire Extinguishers\CO2 | Fire Suppression, Portable Fire Extinguisher, Carbon Dioxide | FS-PFE-CD | \Classifications\Specification Class\VBIS\FS - Fire Suppression\FS-PFE - Portable Fire Extinguisher\FS-PFE-CD - Carbon Dioxide |  | AMPAC | 3.5kg |  |  | RN-001025 | [6 empty] | 2023-07-25 | 2 - Normal | 2 - Good | 2 - Medium |  | 2 - Normal | Statutory | Preventive | High |  |  | 12y0M
1034 | Royal North Shore Hospital | RN35 - Building 35 | Level 4 | RN35.04.021 | \Locations\Royal North Shore Hospital\RN35 - Building 35\Level 4 | \Geography\Oceania\Australia\New South Wales\Sydney Northern\Willoughby\St Leonards | \Organizations\101-NSW Health\8899-NSLHD | RN-001027 | Fire Extinguisher - ABE Powder | Fire Extinguisher - ABE Powder - RN35.04.021 | \Classifications\Specification Class\Building Equipment\Fire Protection\Fire Protection Specialities\Fire Extinguishers\Powder | Fire Suppression, Portable Fire Extinguisher, Dry Chemical Powder, ABE | FS-PFE-DCP-ABE | \Classifications\Specification Class\VBIS\FS - Fire Suppression\FS-PFE - Portable Fire Extinguisher\FS-PFE-DCP - Dry Chemical Powder\FS-PFE-DCP-ABE - ABE |  | FORM1 | 2.0kg |  |  | RN-001027 | [6 empty] | 2023-07-25 | 2 - Normal | 2 - Good | 2 - Medium |  | 2 - Normal | Statutory | Preventive | High |  |  | 8y0M
1035 | Royal North Shore Hospital | RN35 - Building 35 | Level 4 | RN35.04.019 | \Locations\Royal North Shore Hospital\RN35 - Building 35\Level 4 | \Geography\Oceania\Australia\New South Wales\Sydney Northern\Willoughby\St Leonards | \Organizations\101-NSW Health\8899-NSLHD | RN-001035 | Fire Extinguisher - CO2 | Fire Extinguisher - CO2 - RN35.04.019 | \Classifications\Specification Class\Building Equipment\Fire Protection\Fire Protection Specialities\Fire Extinguishers\CO2 | Fire Suppression, Portable Fire Extinguisher, Carbon Dioxide | FS-PFE-CD | \Classifications\Specification Class\VBIS\FS - Fire Suppression\FS-PFE - Portable Fire Extinguisher\FS-PFE-CD - Carbon Dioxide |  | AMPAC | 3.5kg |  |  | RN-001035 | [6 empty] | 2023-07-25 | 2 - Normal | 2 - Good | 2 - Medium |  | 2 - Normal | Statutory | Preventive | High |  |  | 12y0M
1036 | Royal North Shore Hospital | RN35 - Building 35 | Level 4 | RN35.04.018 | \Locations\Royal North Shore Hospital\RN35 - Building 35\Level 4 | \Geography\Oceania\Australia\New South Wales\Sydney Northern\Willoughby\St Leonards | \Organizations\101-NSW Health\8899-NSLHD | RN-001034 | Fire Extinguisher - CO2 | Fire Extinguisher - CO2 - RN35.04.018 | \Classifications\Specification Class\Building Equipment\Fire Protection\Fire Protection Specialities\Fire Extinguishers\CO2 | Fire Suppression, Portable Fire Extinguisher, Carbon Dioxide | FS-PFE-CD | \Classifications\Specification Class\VBIS\FS - Fire Suppression\FS-PFE - Portable Fire Extinguisher\FS-PFE-CD - Carbon Dioxide |  | AMPAC | 3.5kg |  |  | RN-001034 | [6 empty] | 2023-07-25 | 2 - Normal | 2 - Good | 2 - Medium |  | 2 - Normal | Statutory | Preventive | High |  |  | 12y0M
1037 | Royal North Shore Hospital | RN35 - Building 35 | Level 4 | RN35.04.004 | \Locations\Royal North Shore Hospital\RN35 - Building 35\Level 4 | \Geography\Oceania\Australia\New South Wales\Sydney Northern\Willoughby\St Leonards | \Organizations\101-NSW Health\8899-NSLHD | RN-001028 | Fire Door - Single Leaf | Fire Door - Single Leaf - RN35.04.004 | \Classifications\Specification Class\Building Equipment\Fire Protection\Fire Protection Specialities\Fire Doors | Structure, Doors Fire Rated | ST-DFR | \Classifications\Specification Class\VBIS\ST - Structure\ST-DFR - Doors Fire Rated |  | FIRMAGROUP |  |  |  | RN-001028 | [6 empty] | 2023-07-25 | 2 - Normal | 2 - Good | 2 - Medium |  | 2 - Normal | Statutory | Preventive | High |  |  | 20y0M
1038 | Royal North Shore Hospital | RN35 - Building 35 | Level 4 | RN35.04.004 | \Locations\Royal North Shore Hospital\RN35 - Building 35\Level 4 | \Geography\Oceania\Australia\New South Wales\Sydney Northern\Willoughby\St Leonards | \Organizations\101-NSW Health\8899-NSLHD | RN-001029 | Fire Door - Single Leaf | Fire Door - Single Leaf - RN35.04.004 | \Classifications\Specification Class\Building Equipment\Fire Protection\Fire Protection Specialities\Fire Doors | Structure, Doors Fire Rated | ST-DFR | \Classifications\Specification Class\VBIS\ST - Structure\ST-DFR - Doors Fire Rated |  | DOORPAC |  |  |  | RN-001029 | [6 empty] | 2023-07-25 | 2 - Normal | 2 - Good | 2 - Medium |  | 2 - Normal | Statutory | Preventive | High |  |  | 20y0M
1039 | Royal North Shore Hospital | RN35 - Building 35 | Level 4 | RN35.04.007 | \Locations\Royal North Shore Hospital\RN35 - Building 35\Level 4 | \Geography\Oceania\Australia\New South Wales\Sydney Northern\Willoughby\St Leonards | \Organizations\101-NSW Health\8899-NSLHD | RN-001030 | Chilled Water/Hot Water Taps | Chilled Water/Hot Water Taps - RN35.04.007 | \Classifications\Specification Class\Food Service Equipment\Chilled Water/Hot Water Taps | Hydraulics, Potable Water Units, Water Filter Unit | HY-PWU-WFU | \Classifications\Specification Class\VBIS\HY - Hydraulics\HY-PWU - Potable Water Units\HY-PWU-WFU - Water Filter Unit |  | ZIP | BC40 | Hydrotap | 2023021004025 | RN-001030 | [6 empty] | 2023-07-25 | 2 - Normal | 2 - Good | 1 - Low |  | 2 - Normal | Statutory | Preventive | Medium |  |  | 8y0M
1040 | Royal North Shore Hospital | RN35 - Building 35 | Level 4 | RN35.04.013 | \Locations\Royal North Shore Hospital\RN35 - Building 35\Level 4 | \Geography\Oceania\Australia\New South Wales\Sydney Northern\Willoughby\St Leonards | \Organizations\101-NSW Health\8899-NSLHD | RN-001031 | Distribution Board - Emergency Light Test Switch | Distribution Board - Emergency Light Test Switch - RN35.04.013 | \Classifications\Specification Class\Building Equipment\Electrical\Electrical Service & Distribution\Distribution Boards | Electrical Power, Switchboard, Main Switch Board | EP-SB-MSB | \Classifications\Specification Class\VBIS\EP - Electrical Power\EP-SB - Switchboard\EP-SB-MSB - Main Switch Board |  | UNKNOWN |  |  |  | RN-001031 | [6 empty] | 2023-07-25 | 2 - Normal | 2 - Good | 3 - High |  | 2 - Normal | Statutory | Preventive | High |  |  | 20y0M
1041 | Royal North Shore Hospital | RN35 - Building 35 | Level 4 | RN35.04.013 | \Locations\Royal North Shore Hospital\RN35 - Building 35\Level 4 | \Geography\Oceania\Australia\New South Wales\Sydney Northern\Willoughby\St Leonards | \Organizations\101-NSW Health\8899-NSLHD | RN-001032 | Distribution Board (Sub) - SB35.4.2 | Distribution Board (Sub) - SB35.4.2 - RN35.04.013 | \Classifications\Specification Class\Building Equipment\Electrical\Electrical Service & Distribution\Distribution Boards | Electrical Power, Switchboard, Main Switch Board | EP-SB-MSB | \Classifications\Specification Class\VBIS\EP - Electrical Power\EP-SB - Switchboard\EP-SB-MSB - Main Switch Board |  | EMAIL LIMITED |  |  |  | RN-001032 | [6 empty] | 2023-07-25 | 2 - Normal | 2 - Good | 3 - High |  | 2 - Normal | Statutory | Preventive | High |  |  | 20y0M
1042 | Royal North Shore Hospital | RN35 - Building 35 | Level 4 | RN35.04.013 | \Locations\Royal North Shore Hospital\RN35 - Building 35\Level 4 | \Geography\Oceania\Australia\New South Wales\Sydney Northern\Willoughby\St Leonards | \Organizations\101-NSW Health\8899-NSLHD | RN-001033 | Emergency Exit Sign | Emergency Exit Sign - RN35.04.013 | \Classifications\Specification Class\Building Equipment\Electrical\Other Electrical Systems\Emergency Light & Power Systems\Emergency Evacuation Lighting | Electrical Lighting, Emergency Lighting, Testing | EL-EL-Te | \Classifications\Specification Class\VBIS\EL - Electrical Lighting\EL-EL - Emergency Lighting\EL-EL-Te - Testing |  | CLEVERTRONICS | 24m |  |  | RN-001033 | [6 empty] | 2023-07-25 | 2 - Normal | 2 - Good | 2 - Medium |  | 2 - Normal | Statutory | Preventive | High |  |  | 20y0M
1043 | Royal North Shore Hospital | RN35 - Building 35 | Level 4 | RN35.04.016 | \Locations\Royal North Shore Hospital\RN35 - Building 35\Level 4 | \Geography\Oceania\Australia\New South Wales\Sydney Northern\Willoughby\St Leonards | \Organizations\101-NSW Health\8899-NSLHD | RN-001087 | Smoke Detector | Smoke Detector - RN35.04.016 | \Classifications\Specification Class\Building Equipment\Fire Protection\Fire Alarm Systems\Smoke Detectors | Fire Detection, Fire Detectors, Smoke | FD-FD-Sm | \Classifications\Specification Class\VBIS\FD - Fire Detection\FD-FD - Fire Detectors\FD-FD-Sm - Smoke |  | UNKNOWN |  |  |  | RN-001087 | [6 empty] | 2023-07-25 | 2 - Normal | 2 - Good | 2 - Medium |  | 2 - Normal | Statutory | Preventive | High |  |  | 16y0M
1044 | Royal North Shore Hospital | RN35 - Building 35 | Level 4 | RN35.04.015 | \Locations\Royal North Shore Hospital\RN35 - Building 35\Level 4 | \Geography\Oceania\Australia\New South Wales\Sydney Northern\Willoughby\St Leonards | \Organizations\101-NSW Health\8899-NSLHD | RN-001092 | Smoke Detector | Smoke Detector - RN35.04.015 | \Classifications\Specification Class\Building Equipment\Fire Protection\Fire Alarm Systems\Smoke Detectors | Fire Detection, Fire Detectors, Smoke | FD-FD-Sm | \Classifications\Specification Class\VBIS\FD - Fire Detection\FD-FD - Fire Detectors\FD-FD-Sm - Smoke |  | UNKNOWN |  |  |  | RN-001092 | [6 empty] | 2023-07-25 | 2 - Normal | 2 - Good | 2 - Medium |  | 2 - Normal | Statutory | Preventive | High |  |  | 16y0M
1045 | Royal North Shore Hospital | RN35 - Building 35 | Level 4 | RN35.04.015 | \Locations\Royal North Shore Hospital\RN35 - Building 35\Level 4 | \Geography\Oceania\Australia\New South Wales\Sydney Northern\Willoughby\St Leonards | \Organizations\101-NSW Health\8899-NSLHD | RN-001093 | Air Conditioner - Indoor Ducted Unit | Air Conditioner - Indoor Ducted Unit - RN35.04.015 | \Classifications\Specification Class\Building Equipment\HVAC\Terminal & Package Units\Fan Coil Units | Mechanical, Fan Coil Units, Cassette | ME-FCU-Ca | \Classifications\Specification Class\VBIS\ME - Mechanical\ME-FCU - Fan Coil Units\ME-FCU-Ca - Cassette |  | PANASONIC | U-100PE1R5A | Inverter |  | RN-001093 | [6 empty] | 2023-07-25 | 2 - Normal | 2 - Good | 3 - High |  | 2 - Normal | Statutory | Preventive | High |  |  | 20y0M
1046 | Royal North Shore Hospital | RN35 - Building 35 | Level 4 | RN35.04.010 | \Locations\Royal North Shore Hospital\RN35 - Building 35\Level 4 | \Geography\Oceania\Australia\New South Wales\Sydney Northern\Willoughby\St Leonards | \Organizations\101-NSW Health\8899-NSLHD | RN-001089 | Smoke Detector | Smoke Detector - RN35.04.010 | \Classifications\Specification Class\Building Equipment\Fire Protection\Fire Alarm Systems\Smoke Detectors | Fire Detection, Fire Detectors, Smoke | FD-FD-Sm | \Classifications\Specification Class\VBIS\FD - Fire Detection\FD-FD - Fire Detectors\FD-FD-Sm - Smoke |  | UNKNOWN |  |  |  | RN-001089 | [6 empty] | 2023-07-25 | 2 - Normal | 2 - Good | 2 - Medium |  | 2 - Normal | Statutory | Preventive | High |  |  | 16y0M
1047 | Royal North Shore Hospital | RN35 - Building 35 | Level 4 | RN35.04.011 | \Locations\Royal North Shore Hospital\RN35 - Building 35\Level 4 | \Geography\Oceania\Australia\New South Wales\Sydney Northern\Willoughby\St Leonards | \Organizations\101-NSW Health\8899-NSLHD | RN-001069 | Smoke Detector | Smoke Detector - RN35.04.011 | \Classifications\Specification Class\Building Equipment\Fire Protection\Fire Alarm Systems\Smoke Detectors | Fire Detection, Fire Detectors, Smoke | FD-FD-Sm | \Classifications\Specification Class\VBIS\FD - Fire Detection\FD-FD - Fire Detectors\FD-FD-Sm - Smoke |  | UNKNOWN |  |  |  | RN-001069 | [6 empty] | 2023-07-25 | 2 - Normal | 2 - Good | 2 - Medium |  | 2 - Normal | Statutory | Preventive | High |  |  | 16y0M
1048 | Royal North Shore Hospital | RN35 - Building 35 | Level 4 | RN35.04.009 | \Locations\Royal North Shore Hospital\RN35 - Building 35\Level 4 | \Geography\Oceania\Australia\New South Wales\Sydney Northern\Willoughby\St Leonards | \Organizations\101-NSW Health\8899-NSLHD | RN-001073 | Smoke Detector | Smoke Detector - RN35.04.009 | \Classifications\Specification Class\Building Equipment\Fire Protection\Fire Alarm Systems\Smoke Detectors | Fire Detection, Fire Detectors, Smoke | FD-FD-Sm | \Classifications\Specification Class\VBIS\FD - Fire Detection\FD-FD - Fire Detectors\FD-FD-Sm - Smoke |  | UNKNOWN |  |  |  | RN-001073 | [6 empty] | 2023-07-25 | 2 - Normal | 2 - Good | 2 - Medium |  | 2 - Normal | Statutory | Preventive | High |  |  | 16y0M
1049 | Royal North Shore Hospital | RN35 - Building 35 | Level 4 | RN35.04.012 | \Locations\Royal North Shore Hospital\RN35 - Building 35\Level 4 | \Geography\Oceania\Australia\New South Wales\Sydney Northern\Willoughby\St Leonards | \Organizations\101-NSW Health\8899-NSLHD | RN-001090 | Fire Extinguisher - CO2 | Fire Extinguisher - CO2 - RN35.04.012 | \Classifications\Specification Class\Building Equipment\Fire Protection\Fire Protection Specialities\Fire Extinguishers\CO2 | Fire Suppression, Portable Fire Extinguisher, Carbon Dioxide | FS-PFE-CD | \Classifications\Specification Class\VBIS\FS - Fire Suppression\FS-PFE - Portable Fire Extinguisher\FS-PFE-CD - Carbon Dioxide |  | FIRESAFE | 3.5kg |  |  | RN-001090 | [6 empty] | 2023-07-25 | 2 - Normal | 2 - Good | 2 - Medium |  | 2 - Normal | Statutory | Preventive | High |  |  | 12y0M
1050 | Royal North Shore Hospital | RN35 - Building 35 | Level 4 | RN35.04.004 | \Locations\Royal North Shore Hospital\RN35 - Building 35\Level 4 | \Geography\Oceania\Australia\New South Wales\Sydney Northern\Willoughby\St Leonards | \Organizations\101-NSW Health\8899-NSLHD | RN-001083 | Smoke Detector | Smoke Detector - RN35.04.004 | \Classifications\Specification Class\Building Equipment\Fire Protection\Fire Alarm Systems\Smoke Detectors | Fire Detection, Fire Detectors, Smoke | FD-FD-Sm | \Classifications\Specification Class\VBIS\FD - Fire Detection\FD-FD - Fire Detectors\FD-FD-Sm - Smoke |  | UNKNOWN |  |  |  | RN-001083 | [6 empty] | 2023-07-25 | 2 - Normal | 2 - Good | 2 - Medium |  | 2 - Normal | Statutory | Preventive | High |  |  | 16y0M
1051 | Royal North Shore Hospital | RN35 - Building 35 | Level 4 | RN35.04.005 | \Locations\Royal North Shore Hospital\RN35 - Building 35\Level 4 | \Geography\Oceania\Australia\New South Wales\Sydney Northern\Willoughby\St Leonards | \Organizations\101-NSW Health\8899-NSLHD | RN-001094 | Smoke Detector | Smoke Detector - RN35.04.005 | \Classifications\Specification Class\Building Equipment\Fire Protection\Fire Alarm Systems\Smoke Detectors | Fire Detection, Fire Detectors, Smoke | FD-FD-Sm | \Classifications\Specification Class\VBIS\FD - Fire Detection\FD-FD - Fire Detectors\FD-FD-Sm - Smoke |  | UNKNOWN |  |  |  | RN-001094 | [6 empty] | 2023-07-25 | 2 - Normal | 2 - Good | 2 - Medium |  | 2 - Normal | Statutory | Preventive | High |  |  | 16y0M
1052 | Royal North Shore Hospital | RN35 - Building 35 | Level 4 | RN35.04.006 | \Locations\Royal North Shore Hospital\RN35 - Building 35\Level 4 | \Geography\Oceania\Australia\New South Wales\Sydney Northern\Willoughby\St Leonards | \Organizations\101-NSW Health\8899-NSLHD | RN-001078 | Smoke Detector | Smoke Detector - RN35.04.006 | \Classifications\Specification Class\Building Equipment\Fire Protection\Fire Alarm Systems\Smoke Detectors | Fire Detection, Fire Detectors, Smoke | FD-FD-Sm | \Classifications\Specification Class\VBIS\FD - Fire Detection\FD-FD - Fire Detectors\FD-FD-Sm - Smoke |  | UNKNOWN |  |  |  | RN-001078 | [6 empty] | 2023-07-25 | 2 - Normal | 2 - Good | 2 - Medium |  | 2 - Normal | Statutory | Preventive | High |  |  | 16y0M
1053 | Royal North Shore Hospital | RN35 - Building 35 | Level 4 | RN35.04.007 | \Locations\Royal North Shore Hospital\RN35 - Building 35\Level 4 | \Geography\Oceania\Australia\New South Wales\Sydney Northern\Willoughby\St Leonards | \Organizations\101-NSW Health\8899-NSLHD | RN-001095 | Smoke Detector | Smoke Detector - RN35.04.007 | \Classifications\Specification Class\Building Equipment\Fire Protection\Fire Alarm Systems\Smoke Detectors | Fire Detection, Fire Detectors, Smoke | FD-FD-Sm | \Classifications\Specification Class\VBIS\FD - Fire Detection\FD-FD - Fire Detectors\FD-FD-Sm - Smoke |  | UNKNOWN |  |  |  | RN-001095 | [6 empty] | 2023-07-25 | 2 - Normal | 2 - Good | 2 - Medium |  | 2 - Normal | Statutory | Preventive | High |  |  | 16y0M
1054 | Royal North Shore Hospital | RN35 - Building 35 | Level 4 | RN35.04.013 | \Locations\Royal North Shore Hospital\RN35 - Building 35\Level 4 | \Geography\Oceania\Australia\New South Wales\Sydney Northern\Willoughby\St Leonards | \Organizations\101-NSW Health\8899-NSLHD | RN-001096 | Smoke Detector | Smoke Detector - RN35.04.013 | \Classifications\Specification Class\Building Equipment\Fire Protection\Fire Alarm Systems\Smoke Detectors | Fire Detection, Fire Detectors, Smoke | FD-FD-Sm | \Classifications\Specification Class\VBIS\FD - Fire Detection\FD-FD - Fire Detectors\FD-FD-Sm - Smoke |  | UNKNOWN |  |  |  | RN-001096 | [6 empty] | 2023-07-25 | 2 - Normal | 2 - Good | 2 - Medium |  | 2 - Normal | Statutory | Preventive | High |  |  | 16y0M
1055 | Royal North Shore Hospital | RN35 - Building 35 | Level 4 | RN35.04.013 | \Locations\Royal North Shore Hospital\RN35 - Building 35\Level 4 | \Geography\Oceania\Australia\New South Wales\Sydney Northern\Willoughby\St Leonards | \Organizations\101-NSW Health\8899-NSLHD | RN-001097 | Smoke Detector | Smoke Detector - RN35.04.013 | \Classifications\Specification Class\Building Equipment\Fire Protection\Fire Alarm Systems\Smoke Detectors | Fire Detection, Fire Detectors, Smoke | FD-FD-Sm | \Classifications\Specification Class\VBIS\FD - Fire Detection\FD-FD - Fire Detectors\FD-FD-Sm - Smoke |  | UNKNOWN |  |  |  | RN-001097 | [6 empty] | 2023-07-25 | 2 - Normal | 2 - Good | 2 - Medium |  | 2 - Normal | Statutory | Preventive | High |  |  | 16y0M
1056 | Royal North Shore Hospital | RN35 - Building 35 | Level 4 | RN35.04.003 | \Locations\Royal North Shore Hospital\RN35 - Building 35\Level 4 | \Geography\Oceania\Australia\New South Wales\Sydney Northern\Willoughby\St Leonards | \Organizations\101-NSW Health\8899-NSLHD | RN-001099 | Smoke Detector | Smoke Detector - RN35.04.003 | \Classifications\Specification Class\Building Equipment\Fire Protection\Fire Alarm Systems\Smoke Detectors | Fire Detection, Fire Detectors, Smoke | FD-FD-Sm | \Classifications\Specification Class\VBIS\FD - Fire Detection\FD-FD - Fire Detectors\FD-FD-Sm - Smoke |  | UNKNOWN |  |  |  | RN-001099 | [6 empty] | 2023-07-25 | 2 - Normal | 2 - Good | 2 - Medium |  | 2 - Normal | Statutory | Preventive | High |  |  | 16y0M
1057 | Royal North Shore Hospital | RN35 - Building 35 | Level 4 | RN35.04.003 | \Locations\Royal North Shore Hospital\RN35 - Building 35\Level 4 | \Geography\Oceania\Australia\New South Wales\Sydney Northern\Willoughby\St Leonards | \Organizations\101-NSW Health\8899-NSLHD | RN-001100 | Emergency Light | Emergency Light - RN35.04.003 | \Classifications\Specification Class\Building Equipment\Electrical\Other Electrical Systems\Emergency Light & Power Systems\Emergency Evacuation Lighting | Electrical Lighting, Emergency Lighting, Testing | EL-EL-Te | \Classifications\Specification Class\VBIS\EL - Electrical Lighting\EL-EL - Emergency Lighting\EL-EL-Te - Testing |  | CLEVERTRONICS | Supalite |  |  | RN-001100 | [6 empty] | 2023-07-25 | 2 - Normal | 2 - Good | 2 - Medium |  | 2 - Normal | Statutory | Preventive | High |  |  | 20y0M
1058 | Royal North Shore Hospital | RN35 - Building 35 | Level 4 | RN35.04.003 | \Locations\Royal North Shore Hospital\RN35 - Building 35\Level 4 | \Geography\Oceania\Australia\New South Wales\Sydney Northern\Willoughby\St Leonards | \Organizations\101-NSW Health\8899-NSLHD | RN-001105 | Smoke Detector | Smoke Detector - RN35.04.003 | \Classifications\Specification Class\Building Equipment\Fire Protection\Fire Alarm Systems\Smoke Detectors | Fire Detection, Fire Detectors, Smoke | FD-FD-Sm | \Classifications\Specification Class\VBIS\FD - Fire Detection\FD-FD - Fire Detectors\FD-FD-Sm - Smoke |  | UNKNOWN |  |  |  | RN-001105 | [6 empty] | 2023-07-25 | 2 - Normal | 2 - Good | 2 - Medium |  | 2 - Normal | Statutory | Preventive | High |  |  | 16y0M
1059 | Royal North Shore Hospital | RN35 - Building 35 | Level 4 | RN35.04.002 | \Locations\Royal North Shore Hospital\RN35 - Building 35\Level 4 | \Geography\Oceania\Australia\New South Wales\Sydney Northern\Willoughby\St Leonards | \Organizations\101-NSW Health\8899-NSLHD | RN-001101 | Smoke Detector | Smoke Detector - RN35.04.002 | \Classifications\Specification Class\Building Equipment\Fire Protection\Fire Alarm Systems\Smoke Detectors | Fire Detection, Fire Detectors, Smoke | FD-FD-Sm | \Classifications\Specification Class\VBIS\FD - Fire Detection\FD-FD - Fire Detectors\FD-FD-Sm - Smoke |  | UNKNOWN |  |  |  | RN-001101 | [6 empty] | 2023-07-25 | 2 - Normal | 2 - Good | 2 - Medium |  | 2 - Normal | Statutory | Preventive | High |  |  | 16y0M
1060 | Royal North Shore Hospital | RN29 - Health Information Services | Level 2 | RN29.02.015 | \Locations\Royal North Shore Hospital\RN29 - Health Information Services\Level 2 | \Geography\Oceania\Australia\New South Wales\Sydney Northern\Willoughby\St Leonards | \Organizations\101-NSW Health\8899-NSLHD | RN-001113 | Smoke Detector | Smoke Detector - RN29.02.015 | \Classifications\Specification Class\Building Equipment\Fire Protection\Fire Alarm Systems\Smoke Detectors | Fire Detection, Fire Detectors, Smoke | FD-FD-Sm | \Classifications\Specification Class\VBIS\FD - Fire Detection\FD-FD - Fire Detectors\FD-FD-Sm - Smoke |  | UNKNOWN |  |  |  | RN-001113 | [6 empty] | 2023-07-25 | 2 - Normal | 2 - Good | 2 - Medium |  | 2 - Normal | Statutory | Preventive | High |  |  | 16y0M
1061 | Royal North Shore Hospital | RN29 - Health Information Services | Level 2 | RN29.02.015 | \Locations\Royal North Shore Hospital\RN29 - Health Information Services\Level 2 | \Geography\Oceania\Australia\New South Wales\Sydney Northern\Willoughby\St Leonards | \Organizations\101-NSW Health\8899-NSLHD | RN-001114 | Smoke Detector | Smoke Detector - RN29.02.015 | \Classifications\Specification Class\Building Equipment\Fire Protection\Fire Alarm Systems\Smoke Detectors | Fire Detection, Fire Detectors, Smoke | FD-FD-Sm | \Classifications\Specification Class\VBIS\FD - Fire Detection\FD-FD - Fire Detectors\FD-FD-Sm - Smoke |  | UNKNOWN |  |  |  | RN-001114 | [6 empty] | 2023-07-25 | 2 - Normal | 2 - Good | 2 - Medium |  | 2 - Normal | Statutory | Preventive | High |  |  | 16y0M
1062 | Royal North Shore Hospital | RN29 - Health Information Services | Level 2 | RN29.02.015 | \Locations\Royal North Shore Hospital\RN29 - Health Information Services\Level 2 | \Geography\Oceania\Australia\New South Wales\Sydney Northern\Willoughby\St Leonards | \Organizations\101-NSW Health\8899-NSLHD | RN-001102 | Smoke Detector | Smoke Detector - RN29.02.015 | \Classifications\Specification Class\Building Equipment\Fire Protection\Fire Alarm Systems\Smoke Detectors | Fire Detection, Fire Detectors, Smoke | FD-FD-Sm | \Classifications\Specification Class\VBIS\FD - Fire Detection\FD-FD - Fire Detectors\FD-FD-Sm - Smoke |  | UNKNOWN |  |  |  | RN-001102 | [6 empty] | 2023-07-25 | 2 - Normal | 2 - Good | 2 - Medium |  | 2 - Normal | Statutory | Preventive | High |  |  | 16y0M
1063 | Royal North Shore Hospital | RN29 - Health Information Services | Level 2 | RN29.02.023 | \Locations\Royal North Shore Hospital\RN29 - Health Information Services\Level 2 | \Geography\Oceania\Australia\New South Wales\Sydney Northern\Willoughby\St Leonards | \Organizations\101-NSW Health\8899-NSLHD | RN-00115 | Smoke Detector | Smoke Detector - RN29.02.023 | \Classifications\Specification Class\Building Equipment\Fire Protection\Fire Alarm Systems\Smoke Detectors | Fire Detection, Fire Detectors, Smoke | FD-FD-Sm | \Classifications\Specification Class\VBIS\FD - Fire Detection\FD-FD - Fire Detectors\FD-FD-Sm - Smoke |  | UNKNOWN |  |  |  | RN-00115 | [6 empty] | 2023-07-25 | 2 - Normal | 2 - Good | 2 - Medium |  | 2 - Normal | Statutory | Preventive | High |  |  | 16y0M
1064 | Royal North Shore Hospital | RN29 - Health Information Services | Level 2 | RN29.02.022 | \Locations\Royal North Shore Hospital\RN29 - Health Information Services\Level 2 | \Geography\Oceania\Australia\New South Wales\Sydney Northern\Willoughby\St Leonards | \Organizations\101-NSW Health\8899-NSLHD | RN-001103 | Smoke Detector | Smoke Detector - RN29.02.022 | \Classifications\Specification Class\Building Equipment\Fire Protection\Fire Alarm Systems\Smoke Detectors | Fire Detection, Fire Detectors, Smoke | FD-FD-Sm | \Classifications\Specification Class\VBIS\FD - Fire Detection\FD-FD - Fire Detectors\FD-FD-Sm - Smoke |  | UNKNOWN |  |  |  | RN-001103 | [6 empty] | 2023-07-25 | 2 - Normal | 2 - Good | 2 - Medium |  | 2 - Normal | Statutory | Preventive | High |  |  | 16y0M
1065 | Royal North Shore Hospital | RN29 - Health Information Services | Level 2 | RN29.02.015 | \Locations\Royal North Shore Hospital\RN29 - Health Information Services\Level 2 | \Geography\Oceania\Australia\New South Wales\Sydney Northern\Willoughby\St Leonards | \Organizations\101-NSW Health\8899-NSLHD | RN-001104 | Emergency Exit Sign | Emergency Exit Sign - RN29.02.015 | \Classifications\Specification Class\Building Equipment\Electrical\Other Electrical Systems\Emergency Light & Power Systems\Emergency Evacuation Lighting | Electrical Lighting, Emergency Lighting, Testing | EL-EL-Te | \Classifications\Specification Class\VBIS\EL - Electrical Lighting\EL-EL - Emergency Lighting\EL-EL-Te - Testing |  | UNKNOWN | 24m |  |  | RN-001104 | [6 empty] | 2023-07-25 | 2 - Normal | 2 - Good | 2 - Medium |  | 2 - Normal | Statutory | Preventive | High |  |  | 20y0M
1066 | Royal North Shore Hospital | RN29 - Health Information Services | Level 2 | RN29.02.015 | \Locations\Royal North Shore Hospital\RN29 - Health Information Services\Level 2 | \Geography\Oceania\Australia\New South Wales\Sydney Northern\Willoughby\St Leonards | \Organizations\101-NSW Health\8899-NSLHD | RN-001106 | Emergency Light | Emergency Light - RN29.02.015 | \Classifications\Specification Class\Building Equipment\Electrical\Other Electrical Systems\Emergency Light & Power Systems\Emergency Evacuation Lighting | Electrical Lighting, Emergency Lighting, Testing | EL-EL-Te | \Classifications\Specification Class\VBIS\EL - Electrical Lighting\EL-EL - Emergency Lighting\EL-EL-Te - Testing |  | UNKNOWN |  |  |  | RN-001106 | [6 empty] | 2023-07-25 | 2 - Normal | 2 - Good | 2 - Medium |  | 2 - Normal | Statutory | Preventive | High |  |  | 20y0M
1067 | Royal North Shore Hospital | RN29 - Health Information Services | Level 2 | RN29.02.015 | \Locations\Royal North Shore Hospital\RN29 - Health Information Services\Level 2 | \Geography\Oceania\Australia\New South Wales\Sydney Northern\Willoughby\St Leonards | \Organizations\101-NSW Health\8899-NSLHD | RN-001107 | Emergency Light | Emergency Light - RN29.02.015 | \Classifications\Specification Class\Building Equipment\Electrical\Other Electrical Systems\Emergency Light & Power Systems\Emergency Evacuation Lighting | Electrical Lighting, Emergency Lighting, Testing | EL-EL-Te | \Classifications\Specification Class\VBIS\EL - Electrical Lighting\EL-EL - Emergency Lighting\EL-EL-Te - Testing |  | UNKNOWN |  |  |  | RN-001107 | [6 empty] | 2023-07-25 | 2 - Normal | 2 - Good | 2 - Medium |  | 2 - Normal | Statutory | Preventive | High |  |  | 20y0M
1068 | Royal North Shore Hospital | RN29 - Health Information Services | Level 1 | RN29.01.001 | \Locations\Royal North Shore Hospital\RN29 - Health Information Services\Level 1\RN29.01.001 Stairway | \Geography\Oceania\Australia\New South Wales\Sydney Northern\Willoughby\St Leonards | \Organizations\101-NSW Health\8899-NSLHD | RN-001108 | EWIS Panel | EWIS Panel - RN29.01.001 | \Classifications\Specification Class\Building Equipment\Fire Protection\Fire Alarm Systems\Fire Alarm Panels | Fire Detection, Fire Detection Control Indicating Equipment, Main Panel | FD-FDCIE-MP | \Classifications\Specification Class\VBIS\FD - Fire Detection\FD-FDCIE - Fire Detection Control Indicating Equipment\FD-FDCIE-MP - Main Panel |  | VIGILANT | F4000 |  |  | RN-001108 | [6 empty] | 2023-07-25 | 2 - Normal | 2 - Good | 3 - High |  | 2 - Normal | Statutory | Preventive | High |  |  | 9y7M
1069 | Royal North Shore Hospital | RN35 - Building 35 | Level 1 | External | \Locations\Royal North Shore Hospital\RN35 - Building 35\Level 1 | \Geography\Oceania\Australia\New South Wales\Sydney Northern\Willoughby\St Leonards | \Organizations\101-NSW Health\8899-NSLHD | RN-001109 | Air Conditioner - Indoor Ducted Unit | Air Conditioner - Indoor Ducted Unit - External | \Classifications\Specification Class\Building Equipment\HVAC\Terminal & Package Units\Fan Coil Units | Mechanical, Fan Coil Units, Cassette | ME-FCU-Ca | \Classifications\Specification Class\VBIS\ME - Mechanical\ME-FCU - Fan Coil Units\ME-FCU-Ca - Cassette |  | PANASONIC | U-140PE1R5A | Inverter | 6539407579 | RN-001109 | [6 empty] | 2023-07-25 | 2 - Normal | 2 - Good | 3 - High |  | 2 - Normal | Statutory | Preventive | High |  |  | 20y0M
1070 | Royal North Shore Hospital | RN31 - Vanderfield Building | Level 1 | RN31.01.001 | \Locations\Royal North Shore Hospital\RN31 - Vanderfield Building\Level 1\RN31.01.001 Stairs | \Geography\Oceania\Australia\New South Wales\Sydney Northern\Willoughby\St Leonards | \Organizations\101-NSW Health\8899-NSLHD | RN-001110 | Smoke Detector | Smoke Detector - RN31.01.001 | \Classifications\Specification Class\Building Equipment\Fire Protection\Fire Alarm Systems\Smoke Detectors | Fire Detection, Fire Detectors, Smoke | FD-FD-Sm | \Classifications\Specification Class\VBIS\FD - Fire Detection\FD-FD - Fire Detectors\FD-FD-Sm - Smoke |  | UNKNOWN |  |  |  | RN-001110 | [6 empty] | 2023-07-25 | 2 - Normal | 2 - Good | 2 - Medium |  | 2 - Normal | Statutory | Preventive | High |  |  | 16y0M
1071 | Royal North Shore Hospital | RN31 - Vanderfield Building | Level 1 | RN31.01.002 | \Locations\Royal North Shore Hospital\RN31 - Vanderfield Building\Level 1 | \Geography\Oceania\Australia\New South Wales\Sydney Northern\Willoughby\St Leonards | \Organizations\101-NSW Health\8899-NSLHD | RN-001112 | Fire Extinguisher - Water | Fire Extinguisher - Water - RN31.01.002 | \Classifications\Specification Class\Building Equipment\Fire Protection\Fire Protection Specialities\Fire Extinguishers\Water | Fire Suppression, Portable Fire Extinguisher, Water | FS-PFE-Wa | \Classifications\Specification Class\VBIS\FS - Fire Suppression\FS-PFE - Portable Fire Extinguisher\FS-PFE-Wa - Water |  | CHUBB | 9.0L |  |  | RN-001112 | [6 empty] | 2023-07-25 | 2 - Normal | 2 - Good | 2 - Medium |  | 2 - Normal | Statutory | Preventive | High |  |  | 12y0M
1072 | Royal North Shore Hospital | RN31 - Vanderfield Building | Level 1 | RN31.01.002 | \Locations\Royal North Shore Hospital\RN31 - Vanderfield Building\Level 1 | \Geography\Oceania\Australia\New South Wales\Sydney Northern\Willoughby\St Leonards | \Organizations\101-NSW Health\8899-NSLHD | RN-001118 | Fire Extinguisher - CO2 | Fire Extinguisher - CO2 - RN31.01.002 | \Classifications\Specification Class\Building Equipment\Fire Protection\Fire Protection Specialities\Fire Extinguishers\CO2 | Fire Suppression, Portable Fire Extinguisher, Carbon Dioxide | FS-PFE-CD | \Classifications\Specification Class\VBIS\FS - Fire Suppression\FS-PFE - Portable Fire Extinguisher\FS-PFE-CD - Carbon Dioxide |  | AMPAC | 5.0kg |  |  | RN-001118 | [6 empty] | 2023-07-25 | 2 - Normal | 2 - Good | 2 - Medium |  | 2 - Normal | Statutory | Preventive | High |  |  | 12y0M
1073 | Royal North Shore Hospital | RN31 - Vanderfield Building | Level 1 | RN31.01.002 | \Locations\Royal North Shore Hospital\RN31 - Vanderfield Building\Level 1 | \Geography\Oceania\Australia\New South Wales\Sydney Northern\Willoughby\St Leonards | \Organizations\101-NSW Health\8899-NSLHD | RN-001122 | Distribution Board - DB-31.0.01 | Distribution Board - DB-31.0.01 - RN31.01.002 | \Classifications\Specification Class\Building Equipment\Electrical\Electrical Service & Distribution\Distribution Boards | Electrical Power, Switchboard, Main Switch Board | EP-SB-MSB | \Classifications\Specification Class\VBIS\EP - Electrical Power\EP-SB - Switchboard\EP-SB-MSB - Main Switch Board |  | UNKNOWN |  |  |  | RN-001122 | [6 empty] | 2023-07-25 | 2 - Normal | 2 - Good | 3 - High |  | 2 - Normal | Statutory | Preventive | High |  |  | 20y0M | [9 empty] | 2 RCDs
1074 | Royal North Shore Hospital | RN31 - Vanderfield Building | Level 1 | RN31.01.009 | \Locations\Royal North Shore Hospital\RN31 - Vanderfield Building\Level 1 | \Geography\Oceania\Australia\New South Wales\Sydney Northern\Willoughby\St Leonards | \Organizations\101-NSW Health\8899-NSLHD | RN-001128 | Distribution Board | Distribution Board - RN31.01.009 | \Classifications\Specification Class\Building Equipment\Electrical\Electrical Service & Distribution\Distribution Boards | Electrical Power, Switchboard, Main Switch Board | EP-SB-MSB | \Classifications\Specification Class\VBIS\EP - Electrical Power\EP-SB - Switchboard\EP-SB-MSB - Main Switch Board |  | CUTLER-HAMMER |  |  |  | RN-001128 | [6 empty] | 2023-07-25 | 2 - Normal | 2 - Good | 3 - High |  | 2 - Normal | Statutory | Preventive | High |  |  | 20y0M | [9 empty] | 1 RCD
1075 | Royal North Shore Hospital | RN31 - Vanderfield Building | Level 1 | RN31.01.010 | \Locations\Royal North Shore Hospital\RN31 - Vanderfield Building\Level 1 | \Geography\Oceania\Australia\New South Wales\Sydney Northern\Willoughby\St Leonards | \Organizations\101-NSW Health\8899-NSLHD | RN-001130 | Thermal Detector | Thermal Detector - RN31.01.010 | \Classifications\Specification Class\Building Equipment\Fire Protection\Fire Alarm Systems\Thermal Detectors | Fire Detection, Fire Detectors, Heat | FD-FD-He | \Classifications\Specification Class\VBIS\FD - Fire Detection\FD-FD - Fire Detectors\FD-FD-He - Heat |  | UNKNOWN |  |  |  | RN-001130 | [6 empty] | 2023-07-25 | 2 - Normal | 2 - Good | 2 - Medium |  | 2 - Normal | Statutory | Preventive | High |  |  | 16y0M
1076 | Royal North Shore Hospital | RN31 - Vanderfield Building | Level 3 | RN31.03.001 | \Locations\Royal North Shore Hospital\RN31 - Vanderfield Building\Level 3\RN31.03.001 Stairway | \Geography\Oceania\Australia\New South Wales\Sydney Northern\Willoughby\St Leonards | \Organizations\101-NSW Health\8899-NSLHD | RN-001131 | Fire Extinguisher - CO2 | Fire Extinguisher - CO2 - RN31.03.001 | \Classifications\Specification Class\Building Equipment\Fire Protection\Fire Protection Specialities\Fire Extinguishers\CO2 | Fire Suppression, Portable Fire Extinguisher, Carbon Dioxide | FS-PFE-CD | \Classifications\Specification Class\VBIS\FS - Fire Suppression\FS-PFE - Portable Fire Extinguisher\FS-PFE-CD - Carbon Dioxide |  | AMPAC | 3.5kg |  |  | RN-001131 | [6 empty] | 2023-07-25 | 2 - Normal | 2 - Good | 2 - Medium |  | 2 - Normal | Statutory | Preventive | High |  |  | 12y0M
1077 | Royal North Shore Hospital | RN31 - Vanderfield Building | Level 3 | RN31.03.012 | \Locations\Royal North Shore Hospital\RN31 - Vanderfield Building\Level 3 | \Geography\Oceania\Australia\New South Wales\Sydney Northern\Willoughby\St Leonards | \Organizations\101-NSW Health\8899-NSLHD | RN-001145 | Emergency Exit Sign | Emergency Exit Sign - RN31.03.012 | \Classifications\Specification Class\Building Equipment\Electrical\Other Electrical Systems\Emergency Light & Power Systems\Emergency Evacuation Lighting | Electrical Lighting, Emergency Lighting, Testing | EL-EL-Te | \Classifications\Specification Class\VBIS\EL - Electrical Lighting\EL-EL - Emergency Lighting\EL-EL-Te - Testing |  | LEGRAND | 24m |  | 1755679 | RN-001145 | [6 empty] | 2023-07-25 | 2 - Normal | 2 - Good | 2 - Medium |  | 2 - Normal | Statutory | Preventive | High |  |  | 20y0M
1078 | Royal North Shore Hospital | RN31 - Vanderfield Building | Level 3 | RN31.03.012 | \Locations\Royal North Shore Hospital\RN31 - Vanderfield Building\Level 3 | \Geography\Oceania\Australia\New South Wales\Sydney Northern\Willoughby\St Leonards | \Organizations\101-NSW Health\8899-NSLHD | RN-001171 | Air Conditioner - Split System Indoor Unit | Air Conditioner - Split System Indoor Unit - RN31.03.012 | \Classifications\Specification Class\Building Equipment\HVAC\Terminal & Package Units\Package Units\Split Systems | Mechanical, Air Conditioning Unit | ME-ACU | \Classifications\Specification Class\VBIS\ME - Mechanical\ME-ACU - Air Conditioning Unit |  | MITSUBISHI ELECTRIC | PKFY-P63VKM-E |  |  | RN-001171 | [6 empty] | 2023-07-25 | 2 - Normal | 2 - Good | 2 - Medium |  | 2 - Normal | Statutory | Preventive | Medium |  |  | 8y0M | [9 empty] | Manufacture year and serial cut off
1079 | Royal North Shore Hospital | RN31 - Vanderfield Building | Level 3 | RN31.03.012 | \Locations\Royal North Shore Hospital\RN31 - Vanderfield Building\Level 3 | \Geography\Oceania\Australia\New South Wales\Sydney Northern\Willoughby\St Leonards | \Organizations\101-NSW Health\8899-NSLHD | RN-001172 | Air Conditioner - Split System Indoor Unit | Air Conditioner - Split System Indoor Unit - RN31.03.012 | \Classifications\Specification Class\Building Equipment\HVAC\Terminal & Package Units\Package Units\Split Systems | Mechanical, Air Conditioning Unit | ME-ACU | \Classifications\Specification Class\VBIS\ME - Mechanical\ME-ACU - Air Conditioning Unit |  | MITSUBISHI ELECTRIC | PKFY-P63VKM-E |  |  | RN-001172 | [6 empty] | 2023-07-25 | 2 - Normal | 2 - Good | 2 - Medium |  | 2 - Normal | Statutory | Preventive | Medium |  |  | 8y0M
1080 | Royal North Shore Hospital | RN31 - Vanderfield Building | Level 3 | RN31.03.012 | \Locations\Royal North Shore Hospital\RN31 - Vanderfield Building\Level 3 | \Geography\Oceania\Australia\New South Wales\Sydney Northern\Willoughby\St Leonards | \Organizations\101-NSW Health\8899-NSLHD | RN-001185 | Air Conditioner - Split System Indoor Unit | Air Conditioner - Split System Indoor Unit - RN31.03.012 | \Classifications\Specification Class\Building Equipment\HVAC\Terminal & Package Units\Package Units\Split Systems | Mechanical, Air Conditioning Unit | ME-ACU | \Classifications\Specification Class\VBIS\ME - Mechanical\ME-ACU - Air Conditioning Unit |  | MITSUBISHI ELECTRIC | PKFY-P63VKM-E |  |  | RN-001185 | [6 empty] | 2023-07-25 | 2 - Normal | 2 - Good | 2 - Medium |  | 2 - Normal | Statutory | Preventive | Medium |  |  | 8y0M
1081 | Royal North Shore Hospital | RN31 - Vanderfield Building | Level 3 | RN31.03.012 | \Locations\Royal North Shore Hospital\RN31 - Vanderfield Building\Level 3 | \Geography\Oceania\Australia\New South Wales\Sydney Northern\Willoughby\St Leonards | \Organizations\101-NSW Health\8899-NSLHD | RN-001184 | Smoke Detector | Smoke Detector - RN31.03.012 | \Classifications\Specification Class\Building Equipment\Fire Protection\Fire Alarm Systems\Smoke Detectors | Fire Detection, Fire Detectors, Smoke | FD-FD-Sm | \Classifications\Specification Class\VBIS\FD - Fire Detection\FD-FD - Fire Detectors\FD-FD-Sm - Smoke |  | UNKNOWN |  |  |  | RN-001184 | [6 empty] | 2023-07-25 | 2 - Normal | 2 - Good | 2 - Medium |  | 2 - Normal | Statutory | Preventive | High |  |  | 16y0M
1082 | Royal North Shore Hospital | RN31 - Vanderfield Building | Level 3 | RN31.03.012 | \Locations\Royal North Shore Hospital\RN31 - Vanderfield Building\Level 3 | \Geography\Oceania\Australia\New South Wales\Sydney Northern\Willoughby\St Leonards | \Organizations\101-NSW Health\8899-NSLHD | RN-001183 | Smoke Detector | Smoke Detector - RN31.03.012 | \Classifications\Specification Class\Building Equipment\Fire Protection\Fire Alarm Systems\Smoke Detectors | Fire Detection, Fire Detectors, Smoke | FD-FD-Sm | \Classifications\Specification Class\VBIS\FD - Fire Detection\FD-FD - Fire Detectors\FD-FD-Sm - Smoke |  | UNKNOWN |  |  |  | RN-001183 | [6 empty] | 2023-07-25 | 2 - Normal | 2 - Good | 2 - Medium |  | 2 - Normal | Statutory | Preventive | High |  |  | 16y0M
1083 | Royal North Shore Hospital | RN31 - Vanderfield Building | Level 3 | RN31.03.012 | \Locations\Royal North Shore Hospital\RN31 - Vanderfield Building\Level 3 | \Geography\Oceania\Australia\New South Wales\Sydney Northern\Willoughby\St Leonards | \Organizations\101-NSW Health\8899-NSLHD | RN-001181 | Thermal Detector | Thermal Detector - RN31.03.012 | \Classifications\Specification Class\Building Equipment\Fire Protection\Fire Alarm Systems\Thermal Detectors | Fire Detection, Fire Detectors, Heat | FD-FD-He | \Classifications\Specification Class\VBIS\FD - Fire Detection\FD-FD - Fire Detectors\FD-FD-He - Heat |  | UNKNOWN |  |  |  | RN-001181 | [6 empty] | 2023-07-25 | 2 - Normal | 2 - Good | 2 - Medium |  | 2 - Normal | Statutory | Preventive | High |  |  | 16y0M
1084 | Royal North Shore Hospital | RN31 - Vanderfield Building | Level 3 | RN31.03.004 | \Locations\Royal North Shore Hospital\RN31 - Vanderfield Building\Level 3 | \Geography\Oceania\Australia\New South Wales\Sydney Northern\Willoughby\St Leonards | \Organizations\101-NSW Health\8899-NSLHD | RN-001180 | Thermal Detector | Thermal Detector - RN31.03.004 | \Classifications\Specification Class\Building Equipment\Fire Protection\Fire Alarm Systems\Thermal Detectors | Fire Detection, Fire Detectors, Heat | FD-FD-He | \Classifications\Specification Class\VBIS\FD - Fire Detection\FD-FD - Fire Detectors\FD-FD-He - Heat |  | UNKNOWN |  |  |  | RN-001180 | [6 empty] | 2023-07-25 | 2 - Normal | 2 - Good | 2 - Medium |  | 2 - Normal | Statutory | Preventive | High |  |  | 16y0M
1085 | Royal North Shore Hospital | RN31 - Vanderfield Building | Level 3 | RN31.03.004 | \Locations\Royal North Shore Hospital\RN31 - Vanderfield Building\Level 3 | \Geography\Oceania\Australia\New South Wales\Sydney Northern\Willoughby\St Leonards | \Organizations\101-NSW Health\8899-NSLHD | RN-001179 | Smoke Detector | Smoke Detector - RN31.03.004 | \Classifications\Specification Class\Building Equipment\Fire Protection\Fire Alarm Systems\Smoke Detectors | Fire Detection, Fire Detectors, Smoke | FD-FD-Sm | \Classifications\Specification Class\VBIS\FD - Fire Detection\FD-FD - Fire Detectors\FD-FD-Sm - Smoke |  | UNKNOWN |  |  |  | RN-001179 | [6 empty] | 2023-07-25 | 2 - Normal | 2 - Good | 2 - Medium |  | 2 - Normal | Statutory | Preventive | High |  |  | 16y0M
1086 | Royal North Shore Hospital | RN31 - Vanderfield Building | Level 3 | RN31.03.004 | \Locations\Royal North Shore Hospital\RN31 - Vanderfield Building\Level 3 | \Geography\Oceania\Australia\New South Wales\Sydney Northern\Willoughby\St Leonards | \Organizations\101-NSW Health\8899-NSLHD | RN-001178 | Emergency Light | Emergency Light - RN31.03.004 | \Classifications\Specification Class\Building Equipment\Electrical\Other Electrical Systems\Emergency Light & Power Systems\Emergency Evacuation Lighting | Electrical Lighting, Emergency Lighting, Testing | EL-EL-Te | \Classifications\Specification Class\VBIS\EL - Electrical Lighting\EL-EL - Emergency Lighting\EL-EL-Te - Testing |  | UNKNOWN |  |  |  | RN-001178 | [6 empty] | 2023-07-25 | 2 - Normal | 2 - Good | 2 - Medium |  | 2 - Normal | Statutory | Preventive | High |  |  | 20y0M
1087 | Royal North Shore Hospital | RN31 - Vanderfield Building | Level 3 | RN31.03.006 | \Locations\Royal North Shore Hospital\RN31 - Vanderfield Building\Level 3 | \Geography\Oceania\Australia\New South Wales\Sydney Northern\Willoughby\St Leonards | \Organizations\101-NSW Health\8899-NSLHD | RN-001170 | Toilet Exhaust Fan | Toilet Exhaust Fan - RN31.03.006 | \Classifications\Specification Class\Building Equipment\HVAC\Distribution Systems\Exhaust Ventilation\Toilet Exhaust Fans | Mechanical, Fans | ME-Fa | \Classifications\Specification Class\VBIS\ME - Mechanical\ME-Fa - Fans |  | UNKNOWN |  |  |  | RN-001170 | [6 empty] | 2023-07-25 | 2 - Normal | 2 - Good | 2 - Medium |  | 2 - Normal | Non-Statutory | Preventive | Medium |  |  | 8y0M
1088 | Royal North Shore Hospital | RN31 - Vanderfield Building | Level 3 | RN31.03.004 | \Locations\Royal North Shore Hospital\RN31 - Vanderfield Building\Level 3 | \Geography\Oceania\Australia\New South Wales\Sydney Northern\Willoughby\St Leonards | \Organizations\101-NSW Health\8899-NSLHD | RN-001175 | Emergency Exit Sign | Emergency Exit Sign - RN31.03.004 | \Classifications\Specification Class\Building Equipment\Electrical\Other Electrical Systems\Emergency Light & Power Systems\Emergency Evacuation Lighting | Electrical Lighting, Emergency Lighting, Testing | EL-EL-Te | \Classifications\Specification Class\VBIS\EL - Electrical Lighting\EL-EL - Emergency Lighting\EL-EL-Te - Testing |  | LEGRAND | 24m |  |  | RN-001175 | [6 empty] | 2023-07-25 | 2 - Normal | 2 - Good | 2 - Medium |  | 2 - Normal | Statutory | Preventive | High |  |  | 20y0M
1089 | Royal North Shore Hospital | RN31 - Vanderfield Building | Level 3 | RN31.03.010 | \Locations\Royal North Shore Hospital\RN31 - Vanderfield Building\Level 3 | \Geography\Oceania\Australia\New South Wales\Sydney Northern\Willoughby\St Leonards | \Organizations\101-NSW Health\8899-NSLHD | RN-001169 | Fire Extinguisher - CO2 | Fire Extinguisher - CO2 - RN31.03.010 | \Classifications\Specification Class\Building Equipment\Fire Protection\Fire Protection Specialities\Fire Extinguishers\CO2 | Fire Suppression, Portable Fire Extinguisher, Carbon Dioxide | FS-PFE-CD | \Classifications\Specification Class\VBIS\FS - Fire Suppression\FS-PFE - Portable Fire Extinguisher\FS-PFE-CD - Carbon Dioxide |  | AMPAC | 3.5kg |  |  | RN-001169 | [6 empty] | 2023-07-25 | 2 - Normal | 2 - Good | 2 - Medium |  | 2 - Normal | Statutory | Preventive | High |  |  | 12y0M
1090 | Royal North Shore Hospital | RN31 - Vanderfield Building | Level 3 | RN31.03.010 | \Locations\Royal North Shore Hospital\RN31 - Vanderfield Building\Level 3 | \Geography\Oceania\Australia\New South Wales\Sydney Northern\Willoughby\St Leonards | \Organizations\101-NSW Health\8899-NSLHD | RN-001168 | Fire Extinguisher - Water | Fire Extinguisher - Water - RN31.03.010 | \Classifications\Specification Class\Building Equipment\Fire Protection\Fire Protection Specialities\Fire Extinguishers\Water | Fire Suppression, Portable Fire Extinguisher, Water | FS-PFE-Wa | \Classifications\Specification Class\VBIS\FS - Fire Suppression\FS-PFE - Portable Fire Extinguisher\FS-PFE-Wa - Water |  | AMPAC | 9.0L |  |  | RN-001168 | [6 empty] | 2023-07-25 | 2 - Normal | 2 - Good | 2 - Medium |  | 2 - Normal | Statutory | Preventive | High |  |  | 12y0M
1091 | Royal North Shore Hospital | RN31 - Vanderfield Building | Level 3 | RN31.03.010 | \Locations\Royal North Shore Hospital\RN31 - Vanderfield Building\Level 3 | \Geography\Oceania\Australia\New South Wales\Sydney Northern\Willoughby\St Leonards | \Organizations\101-NSW Health\8899-NSLHD | RN-001173 | Smoke Detector | Smoke Detector - RN31.03.010 | \Classifications\Specification Class\Building Equipment\Fire Protection\Fire Alarm Systems\Smoke Detectors | Fire Detection, Fire Detectors, Smoke | FD-FD-Sm | \Classifications\Specification Class\VBIS\FD - Fire Detection\FD-FD - Fire Detectors\FD-FD-Sm - Smoke |  | UNKNOWN |  |  |  | RN-001173 | [6 empty] | 2023-07-25 | 2 - Normal | 2 - Good | 2 - Medium |  | 2 - Normal | Statutory | Preventive | High |  |  | 16y0M
1092 | Royal North Shore Hospital | RN31 - Vanderfield Building | Level 3 | RN31.03.010 | \Locations\Royal North Shore Hospital\RN31 - Vanderfield Building\Level 3 | \Geography\Oceania\Australia\New South Wales\Sydney Northern\Willoughby\St Leonards | \Organizations\101-NSW Health\8899-NSLHD | RN-001174 | Emergency Light | Emergency Light - RN31.03.010 | \Classifications\Specification Class\Building Equipment\Electrical\Other Electrical Systems\Emergency Light & Power Systems\Emergency Evacuation Lighting | Electrical Lighting, Emergency Lighting, Testing | EL-EL-Te | \Classifications\Specification Class\VBIS\EL - Electrical Lighting\EL-EL - Emergency Lighting\EL-EL-Te - Testing |  | WHITE LITE |  |  |  | RN-001174 | [6 empty] | 2023-07-25 | 2 - Normal | 2 - Good | 2 - Medium |  | 2 - Normal | Statutory | Preventive | High |  |  | 20y0M
1093 | Royal North Shore Hospital | RN31 - Vanderfield Building | Level 3 | RN31.03.010 | \Locations\Royal North Shore Hospital\RN31 - Vanderfield Building\Level 3 | \Geography\Oceania\Australia\New South Wales\Sydney Northern\Willoughby\St Leonards | \Organizations\101-NSW Health\8899-NSLHD | RN-001144 | Emergency Exit Sign | Emergency Exit Sign - RN31.03.010 | \Classifications\Specification Class\Building Equipment\Electrical\Other Electrical Systems\Emergency Light & Power Systems\Emergency Evacuation Lighting | Electrical Lighting, Emergency Lighting, Testing | EL-EL-Te | \Classifications\Specification Class\VBIS\EL - Electrical Lighting\EL-EL - Emergency Lighting\EL-EL-Te - Testing |  | LEGRAND | 24m |  |  | RN-001144 | [6 empty] | 2023-07-25 | 2 - Normal | 2 - Good | 2 - Medium |  | 2 - Normal | Statutory | Preventive | High |  |  | 20y0M
1094 | Royal North Shore Hospital | RN31 - Vanderfield Building | Level 3 | RN31.03.004 | \Locations\Royal North Shore Hospital\RN31 - Vanderfield Building\Level 3 | \Geography\Oceania\Australia\New South Wales\Sydney Northern\Willoughby\St Leonards | \Organizations\101-NSW Health\8899-NSLHD | RN-001151 | Emergency Exit Sign | Emergency Exit Sign - RN31.03.004 | \Classifications\Specification Class\Building Equipment\Electrical\Other Electrical Systems\Emergency Light & Power Systems\Emergency Evacuation Lighting | Electrical Lighting, Emergency Lighting, Testing | EL-EL-Te | \Classifications\Specification Class\VBIS\EL - Electrical Lighting\EL-EL - Emergency Lighting\EL-EL-Te - Testing |  | EKTOR | 24m |  |  | RN-001151 | [6 empty] | 2023-07-25 | 2 - Normal | 4 - Poor | 2 - Medium | No signage | 2 - Normal | Statutory | Preventive | High |  |  | 5y0M | [9 empty] | No Signage
1095 | Royal North Shore Hospital | RN31 - Vanderfield Building | Level 3 | RN31.03.004 | \Locations\Royal North Shore Hospital\RN31 - Vanderfield Building\Level 3 | \Geography\Oceania\Australia\New South Wales\Sydney Northern\Willoughby\St Leonards | \Organizations\101-NSW Health\8899-NSLHD | RN-001152 | Smoke Detector | Smoke Detector - RN31.03.004 | \Classifications\Specification Class\Building Equipment\Fire Protection\Fire Alarm Systems\Smoke Detectors | Fire Detection, Fire Detectors, Smoke | FD-FD-Sm | \Classifications\Specification Class\VBIS\FD - Fire Detection\FD-FD - Fire Detectors\FD-FD-Sm - Smoke |  | UNKNOWN |  |  |  | RN-001152 | [6 empty] | 2023-07-25 | 2 - Normal | 2 - Good | 2 - Medium |  | 2 - Normal | Statutory | Preventive | High |  |  | 16y0M
1096 | Royal North Shore Hospital | RN31 - Vanderfield Building | Level 3 | RN31.03.024 | \Locations\Royal North Shore Hospital\RN31 - Vanderfield Building\Level 3 | \Geography\Oceania\Australia\New South Wales\Sydney Northern\Willoughby\St Leonards | \Organizations\101-NSW Health\8899-NSLHD | RN-001153 | Smoke Detector | Smoke Detector - RN31.03.024 | \Classifications\Specification Class\Building Equipment\Fire Protection\Fire Alarm Systems\Smoke Detectors | Fire Detection, Fire Detectors, Smoke | FD-FD-Sm | \Classifications\Specification Class\VBIS\FD - Fire Detection\FD-FD - Fire Detectors\FD-FD-Sm - Smoke |  | UNKNOWN |  |  |  | RN-001153 | [6 empty] | 2023-07-25 | 2 - Normal | 2 - Good | 2 - Medium |  | 2 - Normal | Statutory | Preventive | High |  |  | 16y0M
1097 | Royal North Shore Hospital | RN31 - Vanderfield Building | Level 3 | RN31.03.003 | \Locations\Royal North Shore Hospital\RN31 - Vanderfield Building\Level 3 | \Geography\Oceania\Australia\New South Wales\Sydney Northern\Willoughby\St Leonards | \Organizations\101-NSW Health\8899-NSLHD | RN-001154 | Smoke Detector | Smoke Detector - RN31.03.003 | \Classifications\Specification Class\Building Equipment\Fire Protection\Fire Alarm Systems\Smoke Detectors | Fire Detection, Fire Detectors, Smoke | FD-FD-Sm | \Classifications\Specification Class\VBIS\FD - Fire Detection\FD-FD - Fire Detectors\FD-FD-Sm - Smoke |  | UNKNOWN |  |  |  | RN-001154 | [6 empty] | 2023-07-25 | 2 - Normal | 2 - Good | 2 - Medium |  | 2 - Normal | Statutory | Preventive | High |  |  | 16y0M
1098 | Royal North Shore Hospital | RN31 - Vanderfield Building | Level 3 | RN31.03.023 | \Locations\Royal North Shore Hospital\RN31 - Vanderfield Building\Level 3 | \Geography\Oceania\Australia\New South Wales\Sydney Northern\Willoughby\St Leonards | \Organizations\101-NSW Health\8899-NSLHD | RN-001156 | Smoke Detector | Smoke Detector - RN31.03.023 | \Classifications\Specification Class\Building Equipment\Fire Protection\Fire Alarm Systems\Smoke Detectors | Fire Detection, Fire Detectors, Smoke | FD-FD-Sm | \Classifications\Specification Class\VBIS\FD - Fire Detection\FD-FD - Fire Detectors\FD-FD-Sm - Smoke |  | UNKNOWN |  |  |  | RN-001156 | [6 empty] | 2023-07-25 | 2 - Normal | 2 - Good | 2 - Medium |  | 2 - Normal | Statutory | Preventive | High |  |  | 16y0M
1099 | Royal North Shore Hospital | RN31 - Vanderfield Building | Level 3 | RN31.03.022 | \Locations\Royal North Shore Hospital\RN31 - Vanderfield Building\Level 3 | \Geography\Oceania\Australia\New South Wales\Sydney Northern\Willoughby\St Leonards | \Organizations\101-NSW Health\8899-NSLHD | RN-001157 | Smoke Detector | Smoke Detector - RN31.03.022 | \Classifications\Specification Class\Building Equipment\Fire Protection\Fire Alarm Systems\Smoke Detectors | Fire Detection, Fire Detectors, Smoke | FD-FD-Sm | \Classifications\Specification Class\VBIS\FD - Fire Detection\FD-FD - Fire Detectors\FD-FD-Sm - Smoke |  | UNKNOWN |  |  |  | RN-001157 | [6 empty] | 2023-07-25 | 2 - Normal | 2 - Good | 2 - Medium |  | 2 - Normal | Statutory | Preventive | High |  |  | 16y0M
1100 | Royal North Shore Hospital | RN31 - Vanderfield Building | Level 3 | RN31.03.022 | \Locations\Royal North Shore Hospital\RN31 - Vanderfield Building\Level 3 | \Geography\Oceania\Australia\New South Wales\Sydney Northern\Willoughby\St Leonards | \Organizations\101-NSW Health\8899-NSLHD | RN-001186 | Air Conditioner - Indoor Ducted Unit | Air Conditioner - Indoor Ducted Unit - RN31.03.022 | \Classifications\Specification Class\Building Equipment\HVAC\Terminal & Package Units\Fan Coil Units | Mechanical, Fan Coil Units, Cassette | ME-FCU-Ca | \Classifications\Specification Class\VBIS\ME - Mechanical\ME-FCU - Fan Coil Units\ME-FCU-Ca - Cassette |  | MITSUBISHI ELECTRIC | PAR-33MAA |  |  | RN-001186 | [6 empty] | 2023-07-25 | 2 - Normal | 2 - Good | 3 - High |  | 2 - Normal | Statutory | Preventive | High |  |  | 20y0M | [9 empty] | Tagged at the controller unit. PAR-33MAA Ref J
1101 | Royal North Shore Hospital | RN31 - Vanderfield Building | Level 3 | RN31.03.021 | \Locations\Royal North Shore Hospital\RN31 - Vanderfield Building\Level 3 | \Geography\Oceania\Australia\New South Wales\Sydney Northern\Willoughby\St Leonards | \Organizations\101-NSW Health\8899-NSLHD | RN-001193 | Air Conditioner - Indoor Ducted Unit | Air Conditioner - Indoor Ducted Unit - RN31.03.021 | \Classifications\Specification Class\Building Equipment\HVAC\Terminal & Package Units\Fan Coil Units | Mechanical, Fan Coil Units, Cassette | ME-FCU-Ca | \Classifications\Specification Class\VBIS\ME - Mechanical\ME-FCU - Fan Coil Units\ME-FCU-Ca - Cassette |  | MITSUBISHI ELECTRIC |  |  |  | RN-001193 | [6 empty] | 2023-07-25 | 2 - Normal | 2 - Good | 3 - High |  | 2 - Normal | Statutory | Preventive | High |  |  | 20y0M | [9 empty] | Tagged at the controller unit
1102 | Royal North Shore Hospital | RN31 - Vanderfield Building | Level 3 | RN31.03.019 | \Locations\Royal North Shore Hospital\RN31 - Vanderfield Building\Level 3\RN31.03.019 Enclosed Balcony | \Geography\Oceania\Australia\New South Wales\Sydney Northern\Willoughby\St Leonards | \Organizations\101-NSW Health\8899-NSLHD | RN-001187 | Air Conditioner - Indoor Ducted Unit | Air Conditioner - Indoor Ducted Unit - RN31.03.019 | \Classifications\Specification Class\Building Equipment\HVAC\Terminal & Package Units\Fan Coil Units | Mechanical, Fan Coil Units, Cassette | ME-FCU-Ca | \Classifications\Specification Class\VBIS\ME - Mechanical\ME-FCU - Fan Coil Units\ME-FCU-Ca - Cassette |  | MITSUBISHI ELECTRIC |  |  |  | RN-001187 | [6 empty] | 2023-07-25 | 2 - Normal | 2 - Good | 3 - High |  | 2 - Normal | Statutory | Preventive | High |  |  | 20y0M | [9 empty] | Tagged at the controller unit
1103 | Royal North Shore Hospital | RN31 - Vanderfield Building | Level 3 | RN31.03.020 | \Locations\Royal North Shore Hospital\RN31 - Vanderfield Building\Level 3 | \Geography\Oceania\Australia\New South Wales\Sydney Northern\Willoughby\St Leonards | \Organizations\101-NSW Health\8899-NSLHD | RN-001200 | Air Conditioner - Indoor Ducted Unit | Air Conditioner - Indoor Ducted Unit - RN31.03.020 | \Classifications\Specification Class\Building Equipment\HVAC\Terminal & Package Units\Fan Coil Units | Mechanical, Fan Coil Units, Cassette | ME-FCU-Ca | \Classifications\Specification Class\VBIS\ME - Mechanical\ME-FCU - Fan Coil Units\ME-FCU-Ca - Cassette |  | MITSUBISHI ELECTRIC |  |  |  | RN-001200 | [6 empty] | 2023-07-25 | 2 - Normal | 2 - Good | 3 - High |  | 2 - Normal | Statutory | Preventive | High |  |  | 20y0M | [9 empty] | Tagged at the controller unit
1104 | Royal North Shore Hospital | RN31 - Vanderfield Building | Level 3 | RN31.03.029 | \Locations\Royal North Shore Hospital\RN31 - Vanderfield Building\Level 3 | \Geography\Oceania\Australia\New South Wales\Sydney Northern\Willoughby\St Leonards | \Organizations\101-NSW Health\8899-NSLHD | RN-001199 | Air Conditioner - Indoor Ducted Unit | Air Conditioner - Indoor Ducted Unit - RN31.03.029 | \Classifications\Specification Class\Building Equipment\HVAC\Terminal & Package Units\Fan Coil Units | Mechanical, Fan Coil Units, Cassette | ME-FCU-Ca | \Classifications\Specification Class\VBIS\ME - Mechanical\ME-FCU - Fan Coil Units\ME-FCU-Ca - Cassette |  | MITSUBISHI ELECTRIC |  |  |  | RN-001199 | [6 empty] | 2023-07-25 | 2 - Normal | 2 - Good | 3 - High |  | 2 - Normal | Statutory | Preventive | High |  |  | 20y0M | [9 empty] | Tagged at the controller unit
1105 | Royal North Shore Hospital | RN31 - Vanderfield Building | Level 3 | RN31.03.016 | \Locations\Royal North Shore Hospital\RN31 - Vanderfield Building\Level 3 | \Geography\Oceania\Australia\New South Wales\Sydney Northern\Willoughby\St Leonards | \Organizations\101-NSW Health\8899-NSLHD | RN-001159 | Emergency Exit Sign | Emergency Exit Sign - RN31.03.016 | \Classifications\Specification Class\Building Equipment\Electrical\Other Electrical Systems\Emergency Light & Power Systems\Emergency Evacuation Lighting | Electrical Lighting, Emergency Lighting, Testing | EL-EL-Te | \Classifications\Specification Class\VBIS\EL - Electrical Lighting\EL-EL - Emergency Lighting\EL-EL-Te - Testing |  | LEGRAND | 24m |  |  | RN-001159 | [6 empty] | 2023-07-25 | 2 - Normal | 2 - Good | 2 - Medium |  | 2 - Normal | Statutory | Preventive | High |  |  | 20y0M
1106 | Royal North Shore Hospital | RN31 - Vanderfield Building | Level 3 | RN31.03.013 | \Locations\Royal North Shore Hospital\RN31 - Vanderfield Building\Level 3 | \Geography\Oceania\Australia\New South Wales\Sydney Northern\Willoughby\St Leonards | \Organizations\101-NSW Health\8899-NSLHD | RN-001197 | Toilet Exhaust Fan | Toilet Exhaust Fan - RN31.03.013 | \Classifications\Specification Class\Building Equipment\HVAC\Distribution Systems\Exhaust Ventilation\Toilet Exhaust Fans | Mechanical, Fans | ME-Fa | \Classifications\Specification Class\VBIS\ME - Mechanical\ME-Fa - Fans |  | UNKNOWN |  |  |  | RN-001197 | [6 empty] | 2023-07-25 | 2 - Normal | 2 - Good | 2 - Medium |  | 2 - Normal | Non-Statutory | Preventive | Medium |  |  | 8y0M
1107 | Royal North Shore Hospital | RN31 - Vanderfield Building | Level 3 | RN31.03.016 | \Locations\Royal North Shore Hospital\RN31 - Vanderfield Building\Level 3 | \Geography\Oceania\Australia\New South Wales\Sydney Northern\Willoughby\St Leonards | \Organizations\101-NSW Health\8899-NSLHD | RN-001160 | Smoke Detector | Smoke Detector - RN31.03.016 | \Classifications\Specification Class\Building Equipment\Fire Protection\Fire Alarm Systems\Smoke Detectors | Fire Detection, Fire Detectors, Smoke | FD-FD-Sm | \Classifications\Specification Class\VBIS\FD - Fire Detection\FD-FD - Fire Detectors\FD-FD-Sm - Smoke |  | UNKNOWN |  |  |  | RN-001160 | [6 empty] | 2023-07-25 | 2 - Normal | 2 - Good | 2 - Medium |  | 2 - Normal | Statutory | Preventive | High |  |  | 16y0M
1108 | Royal North Shore Hospital | RN31 - Vanderfield Building | Level 3 | RN31.03.017 | \Locations\Royal North Shore Hospital\RN31 - Vanderfield Building\Level 3 | \Geography\Oceania\Australia\New South Wales\Sydney Northern\Willoughby\St Leonards | \Organizations\101-NSW Health\8899-NSLHD | RN-001188 | Air Conditioner - Indoor Ducted Unit | Air Conditioner - Indoor Ducted Unit - RN31.03.017 | \Classifications\Specification Class\Building Equipment\HVAC\Terminal & Package Units\Fan Coil Units | Mechanical, Fan Coil Units, Cassette | ME-FCU-Ca | \Classifications\Specification Class\VBIS\ME - Mechanical\ME-FCU - Fan Coil Units\ME-FCU-Ca - Cassette |  | MITSUBISHI ELECTRIC |  |  |  | RN-001188 | [6 empty] | 2023-07-25 | 2 - Normal | 2 - Good | 3 - High |  | 2 - Normal | Statutory | Preventive | High |  |  | 20y0M | [9 empty] | Tagged at the controller unit
1109 | Royal North Shore Hospital | RN31 - Vanderfield Building | Level 2 | RN31.02.013 | \Locations\Royal North Shore Hospital\RN31 - Vanderfield Building\Level 2 | \Geography\Oceania\Australia\New South Wales\Sydney Northern\Willoughby\St Leonards | \Organizations\101-NSW Health\8899-NSLHD | RN-001190 | Fire Extinguisher - CO2 | Fire Extinguisher - CO2 - RN31.02.013 | \Classifications\Specification Class\Building Equipment\Fire Protection\Fire Protection Specialities\Fire Extinguishers\CO2 | Fire Suppression, Portable Fire Extinguisher, Carbon Dioxide | FS-PFE-CD | \Classifications\Specification Class\VBIS\FS - Fire Suppression\FS-PFE - Portable Fire Extinguisher\FS-PFE-CD - Carbon Dioxide |  | FLAMESTOP | 3.5kg |  |  | RN-001190 | [6 empty] | 2023-07-25 | 2 - Normal | 2 - Good | 2 - Medium |  | 2 - Normal | Statutory | Preventive | High |  |  | 12y0M
1110 | Royal North Shore Hospital | RN31 - Vanderfield Building | Level 2 | RN31.02.013 | \Locations\Royal North Shore Hospital\RN31 - Vanderfield Building\Level 2 | \Geography\Oceania\Australia\New South Wales\Sydney Northern\Willoughby\St Leonards | \Organizations\101-NSW Health\8899-NSLHD | RN-001189 | Fire Hose Reel | Fire Hose Reel - RN31.02.013 | \Classifications\Specification Class\Building Equipment\Fire Protection\Fire Protection Specialities\Fire Hose Reels | Fire Suppression, Fire Hose Reel | FS-FHR | \Classifications\Specification Class\VBIS\FS - Fire Suppression\FS-FHR - Fire Hose Reel |  | QUELL | Fast Fit MK2 | 36m |  | RN-001189 |  |  |  |  | 2000-01-01 |  | 2023-07-25 | 2 - Normal | 2 - Good | 2 - Medium | Expected life could be extended based on the visual condition assessment. | 2 - Normal | Statutory | Preventive | High |  |  | 0y0M
1111 | Royal North Shore Hospital | RN31 - Vanderfield Building | Level 2 | RN31.02.011 | \Locations\Royal North Shore Hospital\RN31 - Vanderfield Building\Level 2 | \Geography\Oceania\Australia\New South Wales\Sydney Northern\Willoughby\St Leonards | \Organizations\101-NSW Health\8899-NSLHD | RN-001192 | Fire Extinguisher - Water | Fire Extinguisher - Water - RN31.02.011 | \Classifications\Specification Class\Building Equipment\Fire Protection\Fire Protection Specialities\Fire Extinguishers\Water | Fire Suppression, Portable Fire Extinguisher, Water | FS-PFE-Wa | \Classifications\Specification Class\VBIS\FS - Fire Suppression\FS-PFE - Portable Fire Extinguisher\FS-PFE-Wa - Water |  | AMPAC | 9.0L |  |  | RN-001192 | [6 empty] | 2023-07-25 | 2 - Normal | 2 - Good | 2 - Medium |  | 2 - Normal | Statutory | Preventive | High |  |  | 12y0M
1112 | Royal North Shore Hospital | RN31 - Vanderfield Building | Level 2 | RN31.02.011 | \Locations\Royal North Shore Hospital\RN31 - Vanderfield Building\Level 2 | \Geography\Oceania\Australia\New South Wales\Sydney Northern\Willoughby\St Leonards | \Organizations\101-NSW Health\8899-NSLHD | RN-001191 | Fire Extinguisher - CO2 | Fire Extinguisher - CO2 - RN31.02.011 | \Classifications\Specification Class\Building Equipment\Fire Protection\Fire Protection Specialities\Fire Extinguishers\CO2 | Fire Suppression, Portable Fire Extinguisher, Carbon Dioxide | FS-PFE-CD | \Classifications\Specification Class\VBIS\FS - Fire Suppression\FS-PFE - Portable Fire Extinguisher\FS-PFE-CD - Carbon Dioxide |  | AMPAC | 3.5kg |  |  | RN-001191 | [6 empty] | 2023-07-25 | 2 - Normal | 2 - Good | 2 - Medium |  | 2 - Normal | Statutory | Preventive | High |  |  | 12y0M
1113 | Royal North Shore Hospital | RN31 - Vanderfield Building | Level 2 | RN31.02.012 | \Locations\Royal North Shore Hospital\RN31 - Vanderfield Building\Level 2 | \Geography\Oceania\Australia\New South Wales\Sydney Northern\Willoughby\St Leonards | \Organizations\101-NSW Health\8899-NSLHD | RN-001194 | Boiling Water Unit | Boiling Water Unit - RN31.02.012 | \Classifications\Specification Class\Food Service Equipment\Chilled Water/Hot Water Taps | Hydraulics, Potable Water Units, Water Filter Unit | HY-PWU-WFU | \Classifications\Specification Class\VBIS\HY - Hydraulics\HY-PWU - Potable Water Units\HY-PWU-WFU - Water Filter Unit |  | ZIP | EB16-003 | 3L White |  | RN-001194 | [6 empty] | 2023-07-25 | 2 - Normal | 2 - Good | 1 - Low |  | 2 - Normal | Statutory | Preventive | Medium |  |  | 8y0M
1114 | Royal North Shore Hospital | RN31 - Vanderfield Building | Level 2 | RN31.02.012 | \Locations\Royal North Shore Hospital\RN31 - Vanderfield Building\Level 2 | \Geography\Oceania\Australia\New South Wales\Sydney Northern\Willoughby\St Leonards | \Organizations\101-NSW Health\8899-NSLHD | RN-001195 | Fire Blanket | Fire Blanket - RN31.02.012 | \Classifications\Specification Class\Building Equipment\Fire Protection\Other Fire Protection Systems\Fire Blankets | Fire Suppression, Fire Blanket | FS-FB | \Classifications\Specification Class\VBIS\FS - Fire Suppression\FS-FB - Fire Blanket |  | WORMALD | 1.2m X 1.8m |  |  | RN-001195 | [6 empty] | 2023-07-25 | 2 - Normal | 2 - Good | 2 - Medium |  | 2 - Normal | Statutory | Preventive | High |  |  | 8y0M
1115 | Royal North Shore Hospital | RN31 - Vanderfield Building | Level 2 | RN31.02.009 | \Locations\Royal North Shore Hospital\RN31 - Vanderfield Building\Level 2 | \Geography\Oceania\Australia\New South Wales\Sydney Northern\Willoughby\St Leonards | \Organizations\101-NSW Health\8899-NSLHD | RN-001216 | Fire Extinguisher - CO2 | Fire Extinguisher - CO2 - RN31.02.009 | \Classifications\Specification Class\Building Equipment\Fire Protection\Fire Protection Specialities\Fire Extinguishers\CO2 | Fire Suppression, Portable Fire Extinguisher, Carbon Dioxide | FS-PFE-CD | \Classifications\Specification Class\VBIS\FS - Fire Suppression\FS-PFE - Portable Fire Extinguisher\FS-PFE-CD - Carbon Dioxide |  | AMPAC | 3.5kg |  |  | RN-001216 | [6 empty] | 2023-07-25 | 2 - Normal | 2 - Good | 2 - Medium |  | 2 - Normal | Statutory | Preventive | High |  |  | 12y0M
1116 | Royal North Shore Hospital | RN31 - Vanderfield Building | Level 2 | RN31.02.009 | \Locations\Royal North Shore Hospital\RN31 - Vanderfield Building\Level 2 | \Geography\Oceania\Australia\New South Wales\Sydney Northern\Willoughby\St Leonards | \Organizations\101-NSW Health\8899-NSLHD | RN-001217 | Air Conditioner - Indoor Ducted Unit | Air Conditioner - Indoor Ducted Unit - RN31.02.009 | \Classifications\Specification Class\Building Equipment\HVAC\Terminal & Package Units\Fan Coil Units | Mechanical, Fan Coil Units, Cassette | ME-FCU-Ca | \Classifications\Specification Class\VBIS\ME - Mechanical\ME-FCU - Fan Coil Units\ME-FCU-Ca - Cassette |  | MITSUBISHI ELECTRIC |  |  |  | RN-001217 | [6 empty] | 2023-07-25 | 2 - Normal | 2 - Good | 3 - High |  | 2 - Normal | Statutory | Preventive | High |  |  | 20y0M | [9 empty] | Tagged at the controller unit
1117 | Royal North Shore Hospital | RN31 - Vanderfield Building | Level 2 | RN31.02.009 | \Locations\Royal North Shore Hospital\RN31 - Vanderfield Building\Level 2 | \Geography\Oceania\Australia\New South Wales\Sydney Northern\Willoughby\St Leonards | \Organizations\101-NSW Health\8899-NSLHD | RN-001218 | Fire Extinguisher - CO2 | Fire Extinguisher - CO2 - RN31.02.009 | \Classifications\Specification Class\Building Equipment\Fire Protection\Fire Protection Specialities\Fire Extinguishers\CO2 | Fire Suppression, Portable Fire Extinguisher, Carbon Dioxide | FS-PFE-CD | \Classifications\Specification Class\VBIS\FS - Fire Suppression\FS-PFE - Portable Fire Extinguisher\FS-PFE-CD - Carbon Dioxide |  | FLAMESTOP | 3.5kg |  |  | RN-001218 | [6 empty] | 2023-07-25 | 2 - Normal | 2 - Good | 2 - Medium |  | 2 - Normal | Statutory | Preventive | High |  |  | 12y0M
1118 | Royal North Shore Hospital | RN31 - Vanderfield Building | Level 2 | RN31.02.009 | \Locations\Royal North Shore Hospital\RN31 - Vanderfield Building\Level 2 | \Geography\Oceania\Australia\New South Wales\Sydney Northern\Willoughby\St Leonards | \Organizations\101-NSW Health\8899-NSLHD | RN-001219 | Air Conditioner - Indoor Ducted Unit | Air Conditioner - Indoor Ducted Unit - RN31.02.009 | \Classifications\Specification Class\Building Equipment\HVAC\Terminal & Package Units\Fan Coil Units | Mechanical, Fan Coil Units, Cassette | ME-FCU-Ca | \Classifications\Specification Class\VBIS\ME - Mechanical\ME-FCU - Fan Coil Units\ME-FCU-Ca - Cassette |  | MITSUBISHI ELECTRIC |  |  |  | RN-001219 | [6 empty] | 2023-07-25 | 2 - Normal | 2 - Good | 3 - High |  | 2 - Normal | Statutory | Preventive | High |  |  | 20y0M | [9 empty] | Tagged at the controller unit
1119 | Royal North Shore Hospital | RN31 - Vanderfield Building | Level 2 | RN31.02.001 | \Locations\Royal North Shore Hospital\RN31 - Vanderfield Building\Level 2\RN31.02.001 Stairway | \Geography\Oceania\Australia\New South Wales\Sydney Northern\Willoughby\St Leonards | \Organizations\101-NSW Health\8899-NSLHD | RN-001220 | Emergency Exit Sign | Emergency Exit Sign - RN31.02.001 | \Classifications\Specification Class\Building Equipment\Electrical\Other Electrical Systems\Emergency Light & Power Systems\Emergency Evacuation Lighting | Electrical Lighting, Emergency Lighting, Testing | EL-EL-Te | \Classifications\Specification Class\VBIS\EL - Electrical Lighting\EL-EL - Emergency Lighting\EL-EL-Te - Testing |  | EKTOR | 24m |  |  | RN-001220 | [6 empty] | 2023-07-25 | 2 - Normal | 2 - Good | 2 - Medium |  | 2 - Normal | Statutory | Preventive | High |  |  | 20y0M
1120 | Royal North Shore Hospital | RN31 - Vanderfield Building | Level 2 | RN31.02.001 | \Locations\Royal North Shore Hospital\RN31 - Vanderfield Building\Level 2\RN31.02.001 Stairway | \Geography\Oceania\Australia\New South Wales\Sydney Northern\Willoughby\St Leonards | \Organizations\101-NSW Health\8899-NSLHD | RN-001213 | Emergency Light | Emergency Light - RN31.02.001 | \Classifications\Specification Class\Building Equipment\Electrical\Other Electrical Systems\Emergency Light & Power Systems\Emergency Evacuation Lighting | Electrical Lighting, Emergency Lighting, Testing | EL-EL-Te | \Classifications\Specification Class\VBIS\EL - Electrical Lighting\EL-EL - Emergency Lighting\EL-EL-Te - Testing |  | UNKNOWN |  |  |  | RN-001213 | [6 empty] | 2023-07-25 | 2 - Normal | 2 - Good | 2 - Medium |  | 2 - Normal | Statutory | Preventive | High |  |  | 20y0M
1121 | Royal North Shore Hospital | RN31 - Vanderfield Building | Level 2 | RN31.02.002 | \Locations\Royal North Shore Hospital\RN31 - Vanderfield Building\Level 2\RN31.02.002 Stairs | \Geography\Oceania\Australia\New South Wales\Sydney Northern\Willoughby\St Leonards | \Organizations\101-NSW Health\8899-NSLHD | RN-001225 | Fire Extinguisher - ABE Powder | Fire Extinguisher - ABE Powder - RN31.02.002 | \Classifications\Specification Class\Building Equipment\Fire Protection\Fire Protection Specialities\Fire Extinguishers\Powder | Fire Suppression, Portable Fire Extinguisher, Dry Chemical Powder, ABE | FS-PFE-DCP-ABE | \Classifications\Specification Class\VBIS\FS - Fire Suppression\FS-PFE - Portable Fire Extinguisher\FS-PFE-DCP - Dry Chemical Powder\FS-PFE-DCP-ABE - ABE |  | AMPAC | 4.5kg |  |  | RN-001225 | [6 empty] | 2023-07-25 | 2 - Normal | 2 - Good | 2 - Medium |  | 2 - Normal | Statutory | Preventive | High |  |  | 8y0M
1122 | Royal North Shore Hospital | RN31 - Vanderfield Building | Level 2 | RN31.02.002 | \Locations\Royal North Shore Hospital\RN31 - Vanderfield Building\Level 2\RN31.02.002 Stairs | \Geography\Oceania\Australia\New South Wales\Sydney Northern\Willoughby\St Leonards | \Organizations\101-NSW Health\8899-NSLHD | RN-001224 | Smoke Detector | Smoke Detector - RN31.02.002 | \Classifications\Specification Class\Building Equipment\Fire Protection\Fire Alarm Systems\Smoke Detectors | Fire Detection, Fire Detectors, Smoke | FD-FD-Sm | \Classifications\Specification Class\VBIS\FD - Fire Detection\FD-FD - Fire Detectors\FD-FD-Sm - Smoke |  | UNKNOWN |  |  |  | RN-001224 | [6 empty] | 2023-07-25 | 2 - Normal | 2 - Good | 2 - Medium |  | 2 - Normal | Statutory | Preventive | High |  |  | 16y0M
1123 | Royal North Shore Hospital | RN31 - Vanderfield Building | Level 2 | RN31.02.002 | \Locations\Royal North Shore Hospital\RN31 - Vanderfield Building\Level 2\RN31.02.002 Stairs | \Geography\Oceania\Australia\New South Wales\Sydney Northern\Willoughby\St Leonards | \Organizations\101-NSW Health\8899-NSLHD | RN-001221 | Smoke Detector | Smoke Detector - RN31.02.002 | \Classifications\Specification Class\Building Equipment\Fire Protection\Fire Alarm Systems\Smoke Detectors | Fire Detection, Fire Detectors, Smoke | FD-FD-Sm | \Classifications\Specification Class\VBIS\FD - Fire Detection\FD-FD - Fire Detectors\FD-FD-Sm - Smoke |  | UNKNOWN |  |  |  | RN-001221 | [6 empty] | 2023-07-25 | 2 - Normal | 2 - Good | 2 - Medium |  | 2 - Normal | Statutory | Preventive | High |  |  | 16y0M
1124 | Royal North Shore Hospital | RN31 - Vanderfield Building | Level 2 | RN31.02.003 | \Locations\Royal North Shore Hospital\RN31 - Vanderfield Building\Level 2 | \Geography\Oceania\Australia\New South Wales\Sydney Northern\Willoughby\St Leonards | \Organizations\101-NSW Health\8899-NSLHD | RN-001226 | Smoke Detector | Smoke Detector - RN31.02.003 | \Classifications\Specification Class\Building Equipment\Fire Protection\Fire Alarm Systems\Smoke Detectors | Fire Detection, Fire Detectors, Smoke | FD-FD-Sm | \Classifications\Specification Class\VBIS\FD - Fire Detection\FD-FD - Fire Detectors\FD-FD-Sm - Smoke |  | UNKNOWN |  |  |  | RN-001226 | [6 empty] | 2023-07-25 | 2 - Normal | 2 - Good | 2 - Medium |  | 2 - Normal | Statutory | Preventive | High |  |  | 16y0M
1125 | Royal North Shore Hospital | RN31 - Vanderfield Building | Level 2 | RN31.02.004 | \Locations\Royal North Shore Hospital\RN31 - Vanderfield Building\Level 2 | \Geography\Oceania\Australia\New South Wales\Sydney Northern\Willoughby\St Leonards | \Organizations\101-NSW Health\8899-NSLHD | RN-001227 | Air Conditioner - Split System Indoor Unit | Air Conditioner - Split System Indoor Unit - RN31.02.004 | \Classifications\Specification Class\Building Equipment\HVAC\Terminal & Package Units\Package Units\Split Systems | Mechanical, Air Conditioning Unit | ME-ACU | \Classifications\Specification Class\VBIS\ME - Mechanical\ME-ACU - Air Conditioning Unit |  | MITSUBISHI ELECTRIC | PKDY-P40VLM-E |  | 09M01588 | RN-001227 |  |  |  |  | 2020-01-01 |  | 2023-07-25 | 2 - Normal | 2 - Good | 2 - Medium |  | 2 - Normal | Statutory | Preventive | Medium |  |  | 6y4M
1126 | Royal North Shore Hospital | RN31 - Vanderfield Building | Level 2 | RN31.02.004 | \Locations\Royal North Shore Hospital\RN31 - Vanderfield Building\Level 2 | \Geography\Oceania\Australia\New South Wales\Sydney Northern\Willoughby\St Leonards | \Organizations\101-NSW Health\8899-NSLHD | RN-001228 | Smoke Detector | Smoke Detector - RN31.02.004 | \Classifications\Specification Class\Building Equipment\Fire Protection\Fire Alarm Systems\Smoke Detectors | Fire Detection, Fire Detectors, Smoke | FD-FD-Sm | \Classifications\Specification Class\VBIS\FD - Fire Detection\FD-FD - Fire Detectors\FD-FD-Sm - Smoke |  | UNKNOWN |  |  |  | RN-001228 | [6 empty] | 2023-07-25 | 2 - Normal | 2 - Good | 2 - Medium |  | 2 - Normal | Statutory | Preventive | High |  |  | 16y0M
1127 | Royal North Shore Hospital | RN31 - Vanderfield Building | Level 2 | RN31.02.005 | \Locations\Royal North Shore Hospital\RN31 - Vanderfield Building\Level 2 | \Geography\Oceania\Australia\New South Wales\Sydney Northern\Willoughby\St Leonards | \Organizations\101-NSW Health\8899-NSLHD | RN-001230 | Fire Extinguisher - ABE Powder | Fire Extinguisher - ABE Powder - RN31.02.005 | \Classifications\Specification Class\Building Equipment\Fire Protection\Fire Protection Specialities\Fire Extinguishers\Powder | Fire Suppression, Portable Fire Extinguisher, Dry Chemical Powder, ABE | FS-PFE-DCP-ABE | \Classifications\Specification Class\VBIS\FS - Fire Suppression\FS-PFE - Portable Fire Extinguisher\FS-PFE-DCP - Dry Chemical Powder\FS-PFE-DCP-ABE - ABE |  | AMPAC | 4.5kg |  |  | RN-001230 | [6 empty] | 2023-07-25 | 2 - Normal | 2 - Good | 2 - Medium |  | 2 - Normal | Statutory | Preventive | High |  |  | 8y0M
1128 | Royal North Shore Hospital | RN31 - Vanderfield Building | Level 2 | RN31.02.005 | \Locations\Royal North Shore Hospital\RN31 - Vanderfield Building\Level 2 | \Geography\Oceania\Australia\New South Wales\Sydney Northern\Willoughby\St Leonards | \Organizations\101-NSW Health\8899-NSLHD | RN-001250 | Smoke Detector | Smoke Detector - RN31.02.005 | \Classifications\Specification Class\Building Equipment\Fire Protection\Fire Alarm Systems\Smoke Detectors | Fire Detection, Fire Detectors, Smoke | FD-FD-Sm | \Classifications\Specification Class\VBIS\FD - Fire Detection\FD-FD - Fire Detectors\FD-FD-Sm - Smoke |  | UNKNOWN |  |  |  | RN-001250 | [6 empty] | 2023-07-25 | 2 - Normal | 2 - Good | 2 - Medium |  | 2 - Normal | Statutory | Preventive | High |  |  | 16y0M
1129 | Royal North Shore Hospital | RN31 - Vanderfield Building | Level 2 | RN31.02.006 | \Locations\Royal North Shore Hospital\RN31 - Vanderfield Building\Level 2 | \Geography\Oceania\Australia\New South Wales\Sydney Northern\Willoughby\St Leonards | \Organizations\101-NSW Health\8899-NSLHD | RN-001232 | Toilet Exhaust Fan | Toilet Exhaust Fan - RN31.02.006 | \Classifications\Specification Class\Building Equipment\HVAC\Distribution Systems\Exhaust Ventilation\Toilet Exhaust Fans | Mechanical, Fans | ME-Fa | \Classifications\Specification Class\VBIS\ME - Mechanical\ME-Fa - Fans |  | UNKNOWN |  |  |  | RN-001232 | [6 empty] | 2023-07-25 | 2 - Normal | 2 - Good | 2 - Medium |  | 2 - Normal | Non-Statutory | Preventive | Medium |  |  | 8y0M
1130 | Royal North Shore Hospital | RN31 - Vanderfield Building | Level 2 | External | \Locations\Royal North Shore Hospital\RN31 - Vanderfield Building\Level 2 | \Geography\Oceania\Australia\New South Wales\Sydney Northern\Willoughby\St Leonards | \Organizations\101-NSW Health\8899-NSLHD | RN-001241 | Fire Extinguisher - Water | Fire Extinguisher - Water - External | \Classifications\Specification Class\Building Equipment\Fire Protection\Fire Protection Specialities\Fire Extinguishers\Water | Fire Suppression, Portable Fire Extinguisher, Water | FS-PFE-Wa | \Classifications\Specification Class\VBIS\FS - Fire Suppression\FS-PFE - Portable Fire Extinguisher\FS-PFE-Wa - Water |  | FLAMESTOP | 9.0L |  |  | RN-001241 | [5 empty] | Back Corridor | 2023-07-25 | 2 - Normal | 2 - Good | 2 - Medium |  | 2 - Normal | Statutory | Preventive | High |  |  | 12y0M
1131 | Royal North Shore Hospital | RN31 - Vanderfield Building | Level 2 | External | \Locations\Royal North Shore Hospital\RN31 - Vanderfield Building\Level 2 | \Geography\Oceania\Australia\New South Wales\Sydney Northern\Willoughby\St Leonards | \Organizations\101-NSW Health\8899-NSLHD | RN-001249 | EWIS Panel | EWIS Panel - External | \Classifications\Specification Class\Building Equipment\Fire Protection\Fire Alarm Systems\Fire Alarm Panels | Fire Detection, Fire Detection Control Indicating Equipment, Main Panel | FD-FDCIE-MP | \Classifications\Specification Class\VBIS\FD - Fire Detection\FD-FDCIE - Fire Detection Control Indicating Equipment\FD-FDCIE-MP - Main Panel |  | WORMALD | T-GEN50 |  |  | RN-001249 | [5 empty] | Back Corridor | 2023-07-25 | 2 - Normal | 2 - Good | 3 - High |  | 2 - Normal | Statutory | Preventive | High |  |  | 9y7M
1132 | Royal North Shore Hospital | RN31 - Vanderfield Building | Level 2 | External | \Locations\Royal North Shore Hospital\RN31 - Vanderfield Building\Level 2 | \Geography\Oceania\Australia\New South Wales\Sydney Northern\Willoughby\St Leonards | \Organizations\101-NSW Health\8899-NSLHD | RN-001242 | Fire Indicator Panel | Fire Indicator Panel - External | \Classifications\Specification Class\Building Equipment\Fire Protection\Fire Alarm Systems\Fire Alarm Panels | Fire Detection, Fire Detection Control Indicating Equipment, Main Panel | FD-FDCIE-MP | \Classifications\Specification Class\VBIS\FD - Fire Detection\FD-FDCIE - Fire Detection Control Indicating Equipment\FD-FDCIE-MP - Main Panel |  | UNKNOWN |  |  |  | RN-001242 | [5 empty] | Corridor | 2023-07-25 | 2 - Normal | 2 - Good | 3 - High |  | 2 - Normal | Statutory | Preventive | High |  |  | 9y7M
1133 | Royal North Shore Hospital | RN31 - Vanderfield Building | Level 2 | External | \Locations\Royal North Shore Hospital\RN31 - Vanderfield Building\Level 2 | \Geography\Oceania\Australia\New South Wales\Sydney Northern\Willoughby\St Leonards | \Organizations\101-NSW Health\8899-NSLHD | RN-001248 | Mechanical Services Switchboard - MSSB-BLD-31 | Mechanical Services Switchboard - MSSB-BLD-31 - External | \Classifications\Specification Class\Building Equipment\Electrical\Electrical Service & Distribution\Distribution Boards | Electrical Power, Switchboard, Main Switch Board | EP-SB-MSB | \Classifications\Specification Class\VBIS\EP - Electrical Power\EP-SB - Switchboard\EP-SB-MSB - Main Switch Board |  | UNKNOWN |  |  |  | RN-001248 | [5 empty] | Back Corridor | 2023-07-25 | 2 - Normal | 2 - Good | 3 - High |  | 2 - Normal | Statutory | Preventive | High |  |  | 20y0M
1134 | Royal North Shore Hospital | RN31 - Vanderfield Building | Level 2 | RN31.02.009 | \Locations\Royal North Shore Hospital\RN31 - Vanderfield Building\Level 2 | \Geography\Oceania\Australia\New South Wales\Sydney Northern\Willoughby\St Leonards | \Organizations\101-NSW Health\8899-NSLHD | RN-001243 | Smoke Detector | Smoke Detector - RN31.02.009 | \Classifications\Specification Class\Building Equipment\Fire Protection\Fire Alarm Systems\Smoke Detectors | Fire Detection, Fire Detectors, Smoke | FD-FD-Sm | \Classifications\Specification Class\VBIS\FD - Fire Detection\FD-FD - Fire Detectors\FD-FD-Sm - Smoke |  | UNKNOWN |  |  |  | RN-001243 | [6 empty] | 2023-07-25 | 2 - Normal | 2 - Good | 2 - Medium |  | 2 - Normal | Statutory | Preventive | High |  |  | 16y0M
1135 | Royal North Shore Hospital | RN31 - Vanderfield Building | Level 2 | RN31.02.009 | \Locations\Royal North Shore Hospital\RN31 - Vanderfield Building\Level 2 | \Geography\Oceania\Australia\New South Wales\Sydney Northern\Willoughby\St Leonards | \Organizations\101-NSW Health\8899-NSLHD | RN-001246 | Smoke Detector | Smoke Detector - RN31.02.009 | \Classifications\Specification Class\Building Equipment\Fire Protection\Fire Alarm Systems\Smoke Detectors | Fire Detection, Fire Detectors, Smoke | FD-FD-Sm | \Classifications\Specification Class\VBIS\FD - Fire Detection\FD-FD - Fire Detectors\FD-FD-Sm - Smoke |  | UNKNOWN |  |  |  | RN-001246 | [6 empty] | 2023-07-25 | 2 - Normal | 2 - Good | 2 - Medium |  | 2 - Normal | Statutory | Preventive | High |  |  | 16y0M
1136 | Royal North Shore Hospital | RN31 - Vanderfield Building | Level 2 | RN31.02.009 | \Locations\Royal North Shore Hospital\RN31 - Vanderfield Building\Level 2 | \Geography\Oceania\Australia\New South Wales\Sydney Northern\Willoughby\St Leonards | \Organizations\101-NSW Health\8899-NSLHD | RN-001244 | Emergency Light | Emergency Light - RN31.02.009 | \Classifications\Specification Class\Building Equipment\Electrical\Other Electrical Systems\Emergency Light & Power Systems\Emergency Evacuation Lighting | Electrical Lighting, Emergency Lighting, Testing | EL-EL-Te | \Classifications\Specification Class\VBIS\EL - Electrical Lighting\EL-EL - Emergency Lighting\EL-EL-Te - Testing |  | UNKNOWN |  |  |  | RN-001244 | [6 empty] | 2023-07-25 | 2 - Normal | 2 - Good | 2 - Medium |  | 2 - Normal | Statutory | Preventive | High |  |  | 20y0M
1137 | Royal North Shore Hospital | RN31 - Vanderfield Building | Level 2 | RN31.02.009 | \Locations\Royal North Shore Hospital\RN31 - Vanderfield Building\Level 2 | \Geography\Oceania\Australia\New South Wales\Sydney Northern\Willoughby\St Leonards | \Organizations\101-NSW Health\8899-NSLHD | RN-001245 | Smoke Detector | Smoke Detector - RN31.02.009 | \Classifications\Specification Class\Building Equipment\Fire Protection\Fire Alarm Systems\Smoke Detectors | Fire Detection, Fire Detectors, Smoke | FD-FD-Sm | \Classifications\Specification Class\VBIS\FD - Fire Detection\FD-FD - Fire Detectors\FD-FD-Sm - Smoke |  | UNKNOWN |  |  |  | RN-001245 | [6 empty] | 2023-07-25 | 2 - Normal | 2 - Good | 2 - Medium |  | 2 - Normal | Statutory | Preventive | High |  |  | 16y0M
1138 | Royal North Shore Hospital | RN31 - Vanderfield Building | Level 2 | RN31.02.009 | \Locations\Royal North Shore Hospital\RN31 - Vanderfield Building\Level 2 | \Geography\Oceania\Australia\New South Wales\Sydney Northern\Willoughby\St Leonards | \Organizations\101-NSW Health\8899-NSLHD | RN-001251 | Emergency Exit Sign | Emergency Exit Sign - RN31.02.009 | \Classifications\Specification Class\Building Equipment\Electrical\Other Electrical Systems\Emergency Light & Power Systems\Emergency Evacuation Lighting | Electrical Lighting, Emergency Lighting, Testing | EL-EL-Te | \Classifications\Specification Class\VBIS\EL - Electrical Lighting\EL-EL - Emergency Lighting\EL-EL-Te - Testing |  | EKTOR | 24m |  |  | RN-001251 | [6 empty] | 2023-07-25 | 2 - Normal | 2 - Good | 2 - Medium |  | 2 - Normal | Statutory | Preventive | High |  |  | 20y0M
1139 | Royal North Shore Hospital | RN31 - Vanderfield Building | Level 2 | RN31.02.009 | \Locations\Royal North Shore Hospital\RN31 - Vanderfield Building\Level 2 | \Geography\Oceania\Australia\New South Wales\Sydney Northern\Willoughby\St Leonards | \Organizations\101-NSW Health\8899-NSLHD | RN-001247 | Smoke Detector | Smoke Detector - RN31.02.009 | \Classifications\Specification Class\Building Equipment\Fire Protection\Fire Alarm Systems\Smoke Detectors | Fire Detection, Fire Detectors, Smoke | FD-FD-Sm | \Classifications\Specification Class\VBIS\FD - Fire Detection\FD-FD - Fire Detectors\FD-FD-Sm - Smoke |  | UNKNOWN |  |  |  | RN-001247 | [6 empty] | 2023-07-25 | 2 - Normal | 2 - Good | 2 - Medium |  | 2 - Normal | Statutory | Preventive | High |  |  | 16y0M
1140 | Royal North Shore Hospital | RN31 - Vanderfield Building | Level 2 | RN31.02.009 | \Locations\Royal North Shore Hospital\RN31 - Vanderfield Building\Level 2 | \Geography\Oceania\Australia\New South Wales\Sydney Northern\Willoughby\St Leonards | \Organizations\101-NSW Health\8899-NSLHD | RN-001235 | Emergency Light | Emergency Light - RN31.02.009 | \Classifications\Specification Class\Building Equipment\Electrical\Other Electrical Systems\Emergency Light & Power Systems\Emergency Evacuation Lighting | Electrical Lighting, Emergency Lighting, Testing | EL-EL-Te | \Classifications\Specification Class\VBIS\EL - Electrical Lighting\EL-EL - Emergency Lighting\EL-EL-Te - Testing |  | UNKNOWN |  |  |  | RN-001235 | [6 empty] | 2023-07-25 | 2 - Normal | 2 - Good | 2 - Medium |  | 2 - Normal | Statutory | Preventive | High |  |  | 20y0M
1141 | Royal North Shore Hospital | RN31 - Vanderfield Building | Level 2 | RN31.02.009 | \Locations\Royal North Shore Hospital\RN31 - Vanderfield Building\Level 2 | \Geography\Oceania\Australia\New South Wales\Sydney Northern\Willoughby\St Leonards | \Organizations\101-NSW Health\8899-NSLHD | RN-001234 | Emergency Exit Sign | Emergency Exit Sign - RN31.02.009 | \Classifications\Specification Class\Building Equipment\Electrical\Other Electrical Systems\Emergency Light & Power Systems\Emergency Evacuation Lighting | Electrical Lighting, Emergency Lighting, Testing | EL-EL-Te | \Classifications\Specification Class\VBIS\EL - Electrical Lighting\EL-EL - Emergency Lighting\EL-EL-Te - Testing |  | LEGRAND | 24m |  |  | RN-001234 | [6 empty] | 2023-07-25 | 2 - Normal | 2 - Good | 2 - Medium |  | 2 - Normal | Statutory | Preventive | High |  |  | 20y0M
1142 | Royal North Shore Hospital | RN31 - Vanderfield Building | Level 2 | RN31.02.009 | \Locations\Royal North Shore Hospital\RN31 - Vanderfield Building\Level 2 | \Geography\Oceania\Australia\New South Wales\Sydney Northern\Willoughby\St Leonards | \Organizations\101-NSW Health\8899-NSLHD | RN-001254 | Smoke Detector | Smoke Detector - RN31.02.009 | \Classifications\Specification Class\Building Equipment\Fire Protection\Fire Alarm Systems\Smoke Detectors | Fire Detection, Fire Detectors, Smoke | FD-FD-Sm | \Classifications\Specification Class\VBIS\FD - Fire Detection\FD-FD - Fire Detectors\FD-FD-Sm - Smoke |  | UNKNOWN |  |  |  | RN-001254 | [6 empty] | 2023-07-25 | 2 - Normal | 2 - Good | 2 - Medium |  | 2 - Normal | Statutory | Preventive | High |  |  | 16y0M
1143 | Royal North Shore Hospital | RN31 - Vanderfield Building | Level 2 | RN31.02.009 | \Locations\Royal North Shore Hospital\RN31 - Vanderfield Building\Level 2 | \Geography\Oceania\Australia\New South Wales\Sydney Northern\Willoughby\St Leonards | \Organizations\101-NSW Health\8899-NSLHD | RN-001255 | Emergency Light | Emergency Light - RN31.02.009 | \Classifications\Specification Class\Building Equipment\Electrical\Other Electrical Systems\Emergency Light & Power Systems\Emergency Evacuation Lighting | Electrical Lighting, Emergency Lighting, Testing | EL-EL-Te | \Classifications\Specification Class\VBIS\EL - Electrical Lighting\EL-EL - Emergency Lighting\EL-EL-Te - Testing |  | UNKNOWN |  |  |  | RN-001255 | [6 empty] | 2023-07-25 | 2 - Normal | 2 - Good | 2 - Medium |  | 2 - Normal | Statutory | Preventive | High |  |  | 20y0M
1144 | Royal North Shore Hospital | RN31 - Vanderfield Building | Level 2 | External | \Locations\Royal North Shore Hospital\RN31 - Vanderfield Building\Level 2 | \Geography\Oceania\Australia\New South Wales\Sydney Northern\Willoughby\St Leonards | \Organizations\101-NSW Health\8899-NSLHD | RN-001253 | Air Conditioner - Indoor Ducted Unit - OU.1 | Air Conditioner - Indoor Ducted Unit - OU.1 - External | \Classifications\Specification Class\Building Equipment\HVAC\Terminal & Package Units\Fan Coil Units | Mechanical, Fan Coil Units, Cassette | ME-FCU-Ca | \Classifications\Specification Class\VBIS\ME - Mechanical\ME-FCU - Fan Coil Units\ME-FCU-Ca - Cassette |  | MITSUBISHI ELECTRIC | PURY-P350YNW-A |  | 08W05306 | RN-001253 |  |  |  |  | 2020-08-01 | Back Corridor | 2023-07-25 | 2 - Normal | 2 - Good | 3 - High |  | 2 - Normal | Statutory | Preventive | High |  |  | 21y11M
1145 | Royal North Shore Hospital | RN31 - Vanderfield Building | Level 2 | External | \Locations\Royal North Shore Hospital\RN31 - Vanderfield Building\Level 2 | \Geography\Oceania\Australia\New South Wales\Sydney Northern\Willoughby\St Leonards | \Organizations\101-NSW Health\8899-NSLHD | RN-001252 | Air Conditioner - Indoor Ducted Unit | Air Conditioner - Indoor Ducted Unit - External | \Classifications\Specification Class\Building Equipment\HVAC\Terminal & Package Units\Fan Coil Units | Mechanical, Fan Coil Units, Cassette | ME-FCU-Ca | \Classifications\Specification Class\VBIS\ME - Mechanical\ME-FCU - Fan Coil Units\ME-FCU-Ca - Cassette |  | MITSUBISHI ELECTRIC | PURY-P350YNW-A |  | 08W05309 | RN-001252 |  |  |  |  | 2020-08-01 | Back Corridor | 2023-07-25 | 2 - Normal | 2 - Good | 3 - High |  | 2 - Normal | Statutory | Preventive | High |  |  | 21y11M
1146 | Royal North Shore Hospital | RN33 - Orthotics | Level 1 | RN33.01.001 | \Locations\Royal North Shore Hospital\RN33 - Orthotics\Level 1 | \Geography\Oceania\Australia\New South Wales\Sydney Northern\Willoughby\St Leonards | \Organizations\101-NSW Health\8899-NSLHD | RN-001263 | Emergency Exit Sign | Emergency Exit Sign - RN33.01.001 | \Classifications\Specification Class\Building Equipment\Electrical\Other Electrical Systems\Emergency Light & Power Systems\Emergency Evacuation Lighting | Electrical Lighting, Emergency Lighting, Testing | EL-EL-Te | \Classifications\Specification Class\VBIS\EL - Electrical Lighting\EL-EL - Emergency Lighting\EL-EL-Te - Testing |  | STANILITE | 24m |  |  | RN-001263 | [6 empty] | 2023-07-25 | 2 - Normal | 2 - Good | 2 - Medium |  | 2 - Normal | Statutory | Preventive | High |  |  | 20y0M
1147 | Royal North Shore Hospital | RN33 - Orthotics | Level 1 | RN33.01.016 | \Locations\Royal North Shore Hospital\RN33 - Orthotics\Level 1 | \Geography\Oceania\Australia\New South Wales\Sydney Northern\Willoughby\St Leonards | \Organizations\101-NSW Health\8899-NSLHD | RN-001270 | Plaster Trap | Plaster Trap - RN33.01.016 | \Classifications\Specification Class\Building Equipment\Plumbing\Other Plumbing Systems\Interceptors & Waste Seperators | Hydraulics, Trade Waste | HY-TW | \Classifications\Specification Class\VBIS\HY - Hydraulics\HY-TW - Trade Waste |  | UNKNOWN |  |  |  | RN-001270 | [6 empty] | 2023-07-25 | 2 - Normal | 2 - Good | 1 - Low |  | 2 - Normal | Non-Statutory | Preventive | Low |  |  | 8y0M
1148 | Royal North Shore Hospital | RN33 - Orthotics | Level 1 | RN33.01.015 | \Locations\Royal North Shore Hospital\RN33 - Orthotics\Level 1 | \Geography\Oceania\Australia\New South Wales\Sydney Northern\Willoughby\St Leonards | \Organizations\101-NSW Health\8899-NSLHD | RN-001269 | Plaster Trap | Plaster Trap - RN33.01.015 | \Classifications\Specification Class\Building Equipment\Plumbing\Other Plumbing Systems\Interceptors & Waste Seperators | Hydraulics, Trade Waste | HY-TW | \Classifications\Specification Class\VBIS\HY - Hydraulics\HY-TW - Trade Waste |  | UNKNOWN |  |  |  | RN-001269 | [6 empty] | 2023-07-25 | 2 - Normal | 2 - Good | 1 - Low |  | 2 - Normal | Non-Statutory | Preventive | Low |  |  | 8y0M
1149 | Royal North Shore Hospital | RN33 - Orthotics | Level 1 | RN33.01.017 | \Locations\Royal North Shore Hospital\RN33 - Orthotics\Level 1 | \Geography\Oceania\Australia\New South Wales\Sydney Northern\Willoughby\St Leonards | \Organizations\101-NSW Health\8899-NSLHD | RN-001268 | Fire Extinguisher - CO2 | Fire Extinguisher - CO2 - RN33.01.017 | \Classifications\Specification Class\Building Equipment\Fire Protection\Fire Protection Specialities\Fire Extinguishers\CO2 | Fire Suppression, Portable Fire Extinguisher, Carbon Dioxide | FS-PFE-CD | \Classifications\Specification Class\VBIS\FS - Fire Suppression\FS-PFE - Portable Fire Extinguisher\FS-PFE-CD - Carbon Dioxide |  | AMPAC | 3.5kg |  |  | RN-001268 | [6 empty] | 2023-07-25 | 2 - Normal | 2 - Good | 2 - Medium |  | 2 - Normal | Statutory | Preventive | High |  |  | 12y0M
1150 | Royal North Shore Hospital | RN33 - Orthotics | Level 1 | RN33.01.017 | \Locations\Royal North Shore Hospital\RN33 - Orthotics\Level 1 | \Geography\Oceania\Australia\New South Wales\Sydney Northern\Willoughby\St Leonards | \Organizations\101-NSW Health\8899-NSLHD | RN-001265 | Plaster Trap | Plaster Trap - RN33.01.017 | \Classifications\Specification Class\Building Equipment\Plumbing\Other Plumbing Systems\Interceptors & Waste Seperators | Hydraulics, Trade Waste | HY-TW | \Classifications\Specification Class\VBIS\HY - Hydraulics\HY-TW - Trade Waste |  | UNKNOWN |  |  |  | RN-001265 | [6 empty] | 2023-07-25 | 2 - Normal | 2 - Good | 1 - Low |  | 2 - Normal | Non-Statutory | Preventive | Low |  |  | 8y0M
1151 | Royal North Shore Hospital | RN33 - Orthotics | Level 1 | RN33.01.014 | \Locations\Royal North Shore Hospital\RN33 - Orthotics\Level 1 | \Geography\Oceania\Australia\New South Wales\Sydney Northern\Willoughby\St Leonards | \Organizations\101-NSW Health\8899-NSLHD | RN-001264 | General Exhaust Fan | General Exhaust Fan - RN33.01.014 | \Classifications\Specification Class\Building Equipment\HVAC\Distribution Systems\Exhaust Ventilation\General Exhaust Fans | Mechanical, Fans | ME-Fa | \Classifications\Specification Class\VBIS\ME - Mechanical\ME-Fa - Fans |  | UNKNOWN |  |  |  | RN-001264 | [6 empty] | 2023-07-25 | 2 - Normal | 2 - Good | 2 - Medium |  | 2 - Normal | Non-Statutory | Preventive | Medium |  |  | 8y0M
1152 | Royal North Shore Hospital | RN33 - Orthotics | Level 1 | RN33.01.014 | \Locations\Royal North Shore Hospital\RN33 - Orthotics\Level 1 | \Geography\Oceania\Australia\New South Wales\Sydney Northern\Willoughby\St Leonards | \Organizations\101-NSW Health\8899-NSLHD | RN-001266 | Fire Blanket | Fire Blanket - RN33.01.014 | \Classifications\Specification Class\Building Equipment\Fire Protection\Other Fire Protection Systems\Fire Blankets | Fire Suppression, Fire Blanket | FS-FB | \Classifications\Specification Class\VBIS\FS - Fire Suppression\FS-FB - Fire Blanket |  | WORMALD | 1.2m X 1.8m |  |  | RN-001266 | [6 empty] | 2023-07-25 | 2 - Normal | 2 - Good | 2 - Medium |  | 2 - Normal | Statutory | Preventive | High |  |  | 8y0M
1153 | Royal North Shore Hospital | RN33 - Orthotics | Level 1 | RN33.01.014 | \Locations\Royal North Shore Hospital\RN33 - Orthotics\Level 1 | \Geography\Oceania\Australia\New South Wales\Sydney Northern\Willoughby\St Leonards | \Organizations\101-NSW Health\8899-NSLHD | RN-001267 | General Exhaust Fan | General Exhaust Fan - RN33.01.014 | \Classifications\Specification Class\Building Equipment\HVAC\Distribution Systems\Exhaust Ventilation\General Exhaust Fans | Mechanical, Fans | ME-Fa | \Classifications\Specification Class\VBIS\ME - Mechanical\ME-Fa - Fans |  | VORTICE |  |  |  | RN-001267 | [6 empty] | 2023-07-25 | 2 - Normal | 2 - Good | 2 - Medium |  | 2 - Normal | Non-Statutory | Preventive | Medium |  |  | 8y0M
1154 | Royal North Shore Hospital | RN33 - Orthotics | Level 1 | RN33.01.012 | \Locations\Royal North Shore Hospital\RN33 - Orthotics\Level 1 | \Geography\Oceania\Australia\New South Wales\Sydney Northern\Willoughby\St Leonards | \Organizations\101-NSW Health\8899-NSLHD | RN-001281 | Fire Extinguisher - CO2 | Fire Extinguisher - CO2 - RN33.01.012 | \Classifications\Specification Class\Building Equipment\Fire Protection\Fire Protection Specialities\Fire Extinguishers\CO2 | Fire Suppression, Portable Fire Extinguisher, Carbon Dioxide | FS-PFE-CD | \Classifications\Specification Class\VBIS\FS - Fire Suppression\FS-PFE - Portable Fire Extinguisher\FS-PFE-CD - Carbon Dioxide |  | CHUBB | 3.5kg |  |  | RN-001281 | [6 empty] | 2023-07-25 | 2 - Normal | 2 - Good | 2 - Medium |  | 2 - Normal | Statutory | Preventive | High |  |  | 12y0M
1155 | Royal North Shore Hospital | RN33 - Orthotics | Level 1 | RN33.01.012 | \Locations\Royal North Shore Hospital\RN33 - Orthotics\Level 1 | \Geography\Oceania\Australia\New South Wales\Sydney Northern\Willoughby\St Leonards | \Organizations\101-NSW Health\8899-NSLHD | RN-001282 | Fire Extinguisher - Water | Fire Extinguisher - Water - RN33.01.012 | \Classifications\Specification Class\Building Equipment\Fire Protection\Fire Protection Specialities\Fire Extinguishers\Water | Fire Suppression, Portable Fire Extinguisher, Water | FS-PFE-Wa | \Classifications\Specification Class\VBIS\FS - Fire Suppression\FS-PFE - Portable Fire Extinguisher\FS-PFE-Wa - Water |  | BSA | 9.0L |  |  | RN-001282 | [6 empty] | 2023-07-25 | 2 - Normal | 2 - Good | 2 - Medium |  | 2 - Normal | Statutory | Preventive | High |  |  | 12y0M
1156 | Royal North Shore Hospital | RN33 - Orthotics | Level 1 | RN33.01.005 | \Locations\Royal North Shore Hospital\RN33 - Orthotics\Level 1 | \Geography\Oceania\Australia\New South Wales\Sydney Northern\Willoughby\St Leonards | \Organizations\101-NSW Health\8899-NSLHD | RN-001283 | Workshop Equipment - Drill Press | Workshop Equipment - Drill Press - RN33.01.005 | \Classifications\Specification Class\Building Equipment\Infrastructure and Grounds\Workshop Equipment |  |  | \Classifications\Specification Class\VBIS\TTE - Tools and Test Equipment\TTE-DP - Drill Press |  | HAFCO | HM-35 | Metal Master | 406097 | RN-001283 |  |  |  |  | 2020-04-01 |  | 2023-07-25 | 2 - Normal | 2 - Good | 1 - Low |  | 2 - Normal | Non-Statutory | Run To Failure | Low |  |  | 11y7M
1157 | Royal North Shore Hospital | RN33 - Orthotics | Level 1 | RN33.01.005 | \Locations\Royal North Shore Hospital\RN33 - Orthotics\Level 1 | \Geography\Oceania\Australia\New South Wales\Sydney Northern\Willoughby\St Leonards | \Organizations\101-NSW Health\8899-NSLHD | RN-001305 | Workshop Equipment - Drill Press | Workshop Equipment - Drill Press - RN33.01.005 | \Classifications\Specification Class\Building Equipment\Infrastructure and Grounds\Workshop Equipment |  |  | \Classifications\Specification Class\VBIS\TTE - Tools and Test Equipment\TTE-DP - Drill Press |  | SERVIAN MACHINE TOOLS | MP.54 |  |  | RN-001305 | [6 empty] | 2023-07-25 | 2 - Normal | 2 - Good | 1 - Low |  | 2 - Normal | Non-Statutory | Run To Failure | Low |  |  | 12y0M
1158 | Royal North Shore Hospital | RN33 - Orthotics | Level 1 | RN33.01.005 | \Locations\Royal North Shore Hospital\RN33 - Orthotics\Level 1 | \Geography\Oceania\Australia\New South Wales\Sydney Northern\Willoughby\St Leonards | \Organizations\101-NSW Health\8899-NSLHD | RN-001284 | Fire Extinguisher - CO2 | Fire Extinguisher - CO2 - RN33.01.005 | \Classifications\Specification Class\Building Equipment\Fire Protection\Fire Protection Specialities\Fire Extinguishers\CO2 | Fire Suppression, Portable Fire Extinguisher, Carbon Dioxide | FS-PFE-CD | \Classifications\Specification Class\VBIS\FS - Fire Suppression\FS-PFE - Portable Fire Extinguisher\FS-PFE-CD - Carbon Dioxide |  | UNKNOWN | 3.5kg |  |  | RN-001284 | [6 empty] | 2023-07-25 | 2 - Normal | 2 - Good | 2 - Medium |  | 2 - Normal | Statutory | Preventive | High |  |  | 12y0M
1159 | Royal North Shore Hospital | RN33 - Orthotics | Level 1 | RN33.01.005 | \Locations\Royal North Shore Hospital\RN33 - Orthotics\Level 1 | \Geography\Oceania\Australia\New South Wales\Sydney Northern\Willoughby\St Leonards | \Organizations\101-NSW Health\8899-NSLHD | RN-001285 | General Exhaust Fan | General Exhaust Fan - RN33.01.005 | \Classifications\Specification Class\Building Equipment\HVAC\Distribution Systems\Exhaust Ventilation\General Exhaust Fans | Mechanical, Fans | ME-Fa | \Classifications\Specification Class\VBIS\ME - Mechanical\ME-Fa - Fans |  | XPELAIR |  |  |  | RN-001285 | [6 empty] | 2023-07-25 | 2 - Normal | 2 - Good | 2 - Medium |  | 2 - Normal | Non-Statutory | Preventive | Medium |  |  | 8y0M
1160 | Royal North Shore Hospital | RN33 - Orthotics | Level 1 | RN33.01.005 | \Locations\Royal North Shore Hospital\RN33 - Orthotics\Level 1 | \Geography\Oceania\Australia\New South Wales\Sydney Northern\Willoughby\St Leonards | \Organizations\101-NSW Health\8899-NSLHD | RN-001286 | General Exhaust Fan | General Exhaust Fan - RN33.01.005 | \Classifications\Specification Class\Building Equipment\HVAC\Distribution Systems\Exhaust Ventilation\General Exhaust Fans | Mechanical, Fans | ME-Fa | \Classifications\Specification Class\VBIS\ME - Mechanical\ME-Fa - Fans |  | XPELAIR |  |  |  | RN-001286 | [6 empty] | 2023-07-25 | 2 - Normal | 2 - Good | 2 - Medium |  | 2 - Normal | Non-Statutory | Preventive | Medium |  |  | 8y0M
1161 | Royal North Shore Hospital | RN33 - Orthotics | Level 1 | RN33.01.006 | \Locations\Royal North Shore Hospital\RN33 - Orthotics\Level 1 | \Geography\Oceania\Australia\New South Wales\Sydney Northern\Willoughby\St Leonards | \Organizations\101-NSW Health\8899-NSLHD | RN-001304 | Fire Extinguisher - CO2 | Fire Extinguisher - CO2 - RN33.01.006 | \Classifications\Specification Class\Building Equipment\Fire Protection\Fire Protection Specialities\Fire Extinguishers\CO2 | Fire Suppression, Portable Fire Extinguisher, Carbon Dioxide | FS-PFE-CD | \Classifications\Specification Class\VBIS\FS - Fire Suppression\FS-PFE - Portable Fire Extinguisher\FS-PFE-CD - Carbon Dioxide |  | UNKNOWN | 3.5kg |  |  | RN-001304 | [6 empty] | 2023-07-25 | 2 - Normal | 2 - Good | 2 - Medium |  | 2 - Normal | Statutory | Preventive | High |  |  | 12y0M
1162 | Royal North Shore Hospital | RN33 - Orthotics | Level 1 | RN33.01.007 | \Locations\Royal North Shore Hospital\RN33 - Orthotics\Level 1 | \Geography\Oceania\Australia\New South Wales\Sydney Northern\Willoughby\St Leonards | \Organizations\101-NSW Health\8899-NSLHD | RN-001287 | Fire Blanket | Fire Blanket - RN33.01.007 | \Classifications\Specification Class\Building Equipment\Fire Protection\Other Fire Protection Systems\Fire Blankets | Fire Suppression, Fire Blanket | FS-FB | \Classifications\Specification Class\VBIS\FS - Fire Suppression\FS-FB - Fire Blanket |  | WORMALD | 1.2m X 1.8m |  |  | RN-001287 | [6 empty] | 2023-07-25 | 2 - Normal | 2 - Good | 2 - Medium |  | 2 - Normal | Statutory | Preventive | High |  |  | 8y0M
1163 | Royal North Shore Hospital | RN33 - Orthotics | Level 1 | RN33.01.010 | \Locations\Royal North Shore Hospital\RN33 - Orthotics\Level 1 | \Geography\Oceania\Australia\New South Wales\Sydney Northern\Willoughby\St Leonards | \Organizations\101-NSW Health\8899-NSLHD | RN-001303 | Distribution Board | Distribution Board - RN33.01.010 | \Classifications\Specification Class\Building Equipment\Electrical\Electrical Service & Distribution\Distribution Boards | Electrical Power, Switchboard, Main Switch Board | EP-SB-MSB | \Classifications\Specification Class\VBIS\EP - Electrical Power\EP-SB - Switchboard\EP-SB-MSB - Main Switch Board |  | CONTROLLING POWER |  |  |  | RN-001303 | [6 empty] | 2023-07-25 | 2 - Normal | 2 - Good | 3 - High |  | 2 - Normal | Statutory | Preventive | High |  |  | 20y0M | [9 empty] | Locked - Lighting and Power
1164 | Royal North Shore Hospital | RN33 - Orthotics | Level 1 | RN33.01.010 | \Locations\Royal North Shore Hospital\RN33 - Orthotics\Level 1 | \Geography\Oceania\Australia\New South Wales\Sydney Northern\Willoughby\St Leonards | \Organizations\101-NSW Health\8899-NSLHD | RN-001288 | Distribution Board | Distribution Board - RN33.01.010 | \Classifications\Specification Class\Building Equipment\Electrical\Electrical Service & Distribution\Distribution Boards | Electrical Power, Switchboard, Main Switch Board | EP-SB-MSB | \Classifications\Specification Class\VBIS\EP - Electrical Power\EP-SB - Switchboard\EP-SB-MSB - Main Switch Board |  | UNKNOWN |  |  |  | RN-001288 | [6 empty] | 2023-07-25 | 2 - Normal | 2 - Good | 3 - High |  | 2 - Normal | Statutory | Preventive | High |  |  | 20y0M | [9 empty] | Uma Dust Collector Dol Fan
1165 | Royal North Shore Hospital | RN33 - Orthotics | Level 1 | RN33.01.010 | \Locations\Royal North Shore Hospital\RN33 - Orthotics\Level 1 | \Geography\Oceania\Australia\New South Wales\Sydney Northern\Willoughby\St Leonards | \Organizations\101-NSW Health\8899-NSLHD | RN-001289 | Laboratory Oven | Laboratory Oven - RN33.01.010 | \Classifications\Specification Class\BioMedical Equipment Specification\Device Applications\Healthcare facility products and adaptations\Ovens\Laboratory ovens |  |  | \Classifications\Specification Class\VBIS\MLE - Medical & Laboratory Equipment |  | BINDER |  |  | 9110-0011 | RN-001289 | [6 empty] | 2023-07-25 | 2 - Normal | 2 - Good | 2 - Medium |  | 2 - Normal | Non-Statutory | Preventive | Medium |  |  | 8y0M | [9 empty] | German Translate Later
1166 | Royal North Shore Hospital | RN33 - Orthotics | Level 1 | RN33.01.008 | \Locations\Royal North Shore Hospital\RN33 - Orthotics\Level 1 | \Geography\Oceania\Australia\New South Wales\Sydney Northern\Willoughby\St Leonards | \Organizations\101-NSW Health\8899-NSLHD | RN-001290 | Main Switchboard | Main Switchboard - RN33.01.008 | \Classifications\Specification Class\Building Equipment\Electrical\Electrical Service & Distribution\Distribution Boards | Electrical Power, Switchboard, Main Switch Board | EP-SB-MSB | \Classifications\Specification Class\VBIS\EP - Electrical Power\EP-SB - Switchboard\EP-SB-MSB - Main Switch Board |  | UNKNOWN |  |  |  | RN-001290 | [6 empty] | 2023-07-25 | 2 - Normal | 2 - Good | 3 - High |  | 2 - Normal | Statutory | Preventive | High |  |  | 20y0M
1167 | Royal North Shore Hospital | RN33 - Orthotics | Level 1 | RN33.01.012 | \Locations\Royal North Shore Hospital\RN33 - Orthotics\Level 1 | \Geography\Oceania\Australia\New South Wales\Sydney Northern\Willoughby\St Leonards | \Organizations\101-NSW Health\8899-NSLHD | RN-001302 | Emergency Exit Sign | Emergency Exit Sign - RN33.01.012 | \Classifications\Specification Class\Building Equipment\Electrical\Other Electrical Systems\Emergency Light & Power Systems\Emergency Evacuation Lighting | Electrical Lighting, Emergency Lighting, Testing | EL-EL-Te | \Classifications\Specification Class\VBIS\EL - Electrical Lighting\EL-EL - Emergency Lighting\EL-EL-Te - Testing |  | STANILITE | 24m |  |  | RN-001302 | [6 empty] | 2023-07-25 | 2 - Normal | 2 - Good | 2 - Medium |  | 2 - Normal | Statutory | Preventive | High |  |  | 20y0M
1168 | Royal North Shore Hospital | RN33 - Orthotics | Level 1 | RN33.01.012 | \Locations\Royal North Shore Hospital\RN33 - Orthotics\Level 1 | \Geography\Oceania\Australia\New South Wales\Sydney Northern\Willoughby\St Leonards | \Organizations\101-NSW Health\8899-NSLHD | RN-001291 | Emergency Light | Emergency Light - RN33.01.012 | \Classifications\Specification Class\Building Equipment\Electrical\Other Electrical Systems\Emergency Light & Power Systems\Emergency Evacuation Lighting | Electrical Lighting, Emergency Lighting, Testing | EL-EL-Te | \Classifications\Specification Class\VBIS\EL - Electrical Lighting\EL-EL - Emergency Lighting\EL-EL-Te - Testing |  | EKTOR |  |  |  | RN-001291 | [6 empty] | 2023-07-25 | 2 - Normal | 2 - Good | 2 - Medium |  | 2 - Normal | Statutory | Preventive | High |  |  | 20y0M
1169 | Royal North Shore Hospital | RN33 - Orthotics | Level 1 | RN33.01.011 | \Locations\Royal North Shore Hospital\RN33 - Orthotics\Level 1 | \Geography\Oceania\Australia\New South Wales\Sydney Northern\Willoughby\St Leonards | \Organizations\101-NSW Health\8899-NSLHD | RN-001292 | Fire Extinguisher - Water | Fire Extinguisher - Water - RN33.01.011 | \Classifications\Specification Class\Building Equipment\Fire Protection\Fire Protection Specialities\Fire Extinguishers\Water | Fire Suppression, Portable Fire Extinguisher, Water | FS-PFE-Wa | \Classifications\Specification Class\VBIS\FS - Fire Suppression\FS-PFE - Portable Fire Extinguisher\FS-PFE-Wa - Water |  | BSA | 9.0L |  |  | RN-001292 | [6 empty] | 2023-07-25 | 2 - Normal | 2 - Good | 2 - Medium |  | 2 - Normal | Statutory | Preventive | High |  |  | 12y0M
1170 | Royal North Shore Hospital | RN33 - Orthotics | Level 1 | RN33.01.011 | \Locations\Royal North Shore Hospital\RN33 - Orthotics\Level 1 | \Geography\Oceania\Australia\New South Wales\Sydney Northern\Willoughby\St Leonards | \Organizations\101-NSW Health\8899-NSLHD | RN-001293 | Fire Extinguisher - CO2 | Fire Extinguisher - CO2 - RN33.01.011 | \Classifications\Specification Class\Building Equipment\Fire Protection\Fire Protection Specialities\Fire Extinguishers\CO2 | Fire Suppression, Portable Fire Extinguisher, Carbon Dioxide | FS-PFE-CD | \Classifications\Specification Class\VBIS\FS - Fire Suppression\FS-PFE - Portable Fire Extinguisher\FS-PFE-CD - Carbon Dioxide |  | UNKNOWN | 3.5kg |  |  | RN-001293 | [6 empty] | 2023-07-25 | 2 - Normal | 2 - Good | 2 - Medium |  | 2 - Normal | Statutory | Preventive | High |  |  | 12y0M
1171 | Royal North Shore Hospital | RN33 - Orthotics | Level 1 | RN33.01.018 | \Locations\Royal North Shore Hospital\RN33 - Orthotics\Level 1 | \Geography\Oceania\Australia\New South Wales\Sydney Northern\Willoughby\St Leonards | \Organizations\101-NSW Health\8899-NSLHD | RN-001301 | Thermostatic Mixing Valve - TMV 5 | Thermostatic Mixing Valve - TMV 5 - RN33.01.018 | \Classifications\Specification Class\Building Equipment\Plumbing\Thermostatic Mixing Valves | Hydraulics, Valves, Thermostatic Mixing Valves | HY-Va-TMV | \Classifications\Specification Class\VBIS\HY - Hydraulics\HY-Va - Valves\HY-Va-TMV - Thermostatic Mixing Valves |  | UNKNOWN |  |  |  | RN-001301 | [6 empty] | 2023-07-25 | 2 - Normal | 2 - Good | 3 - High |  | 2 - Normal | Statutory | Preventive | High |  |  | 8y0M
1172 | Royal North Shore Hospital | RN33 - Orthotics | Level 1 | RN33.01.018 | \Locations\Royal North Shore Hospital\RN33 - Orthotics\Level 1 | \Geography\Oceania\Australia\New South Wales\Sydney Northern\Willoughby\St Leonards | \Organizations\101-NSW Health\8899-NSLHD | RN-001294 | Air Conditioner - Split System Indoor Unit | Air Conditioner - Split System Indoor Unit - RN33.01.018 | \Classifications\Specification Class\Building Equipment\HVAC\Terminal & Package Units\Package Units\Split Systems | Mechanical, Air Conditioning Unit | ME-ACU | \Classifications\Specification Class\VBIS\ME - Mechanical\ME-ACU - Air Conditioning Unit |  | MITSUBISHI ELECTRIC | MSZ-GL25VGD | Inverter | 6018821 | RN-001294 | [6 empty] | 2023-07-25 | 2 - Normal | 2 - Good | 2 - Medium |  | 2 - Normal | Statutory | Preventive | Medium |  |  | 8y0M
1173 | Royal North Shore Hospital | RN33 - Orthotics | Level 1 | RN33.01.009 | \Locations\Royal North Shore Hospital\RN33 - Orthotics\Level 1 | \Geography\Oceania\Australia\New South Wales\Sydney Northern\Willoughby\St Leonards | \Organizations\101-NSW Health\8899-NSLHD | RN-001298 | Mechanical Services Switchboard - MSSB Plantroom 33 | Mechanical Services Switchboard - MSSB Plantroom 33 - RN33.01.009 | \Classifications\Specification Class\Building Equipment\Electrical\Electrical Service & Distribution\Distribution Boards | Electrical Power, Switchboard, Main Switch Board | EP-SB-MSB | \Classifications\Specification Class\VBIS\EP - Electrical Power\EP-SB - Switchboard\EP-SB-MSB - Main Switch Board |  | KENRAHN |  |  |  | RN-001298 | [6 empty] | 2023-07-25 | 2 - Normal | 2 - Good | 3 - High |  | 2 - Normal | Statutory | Preventive | High |  |  | 20y0M
1174 | Royal North Shore Hospital | RN33 - Orthotics | Level 1 | RN33.01.009 | \Locations\Royal North Shore Hospital\RN33 - Orthotics\Level 1 | \Geography\Oceania\Australia\New South Wales\Sydney Northern\Willoughby\St Leonards | \Organizations\101-NSW Health\8899-NSLHD | RN-001297 | Smoke Detector | Smoke Detector - RN33.01.009 | \Classifications\Specification Class\Building Equipment\Fire Protection\Fire Alarm Systems\Smoke Detectors | Fire Detection, Fire Detectors, Smoke | FD-FD-Sm | \Classifications\Specification Class\VBIS\FD - Fire Detection\FD-FD - Fire Detectors\FD-FD-Sm - Smoke |  | UNKNOWN |  |  |  | RN-001297 | [6 empty] | 2023-07-25 | 2 - Normal | 2 - Good | 2 - Medium |  | 2 - Normal | Statutory | Preventive | High |  |  | 16y0M
1175 | Royal North Shore Hospital | RN33 - Orthotics | Level 2 | RN33.02.007 | \Locations\Royal North Shore Hospital\RN33 - Orthotics\Level 2 | \Geography\Oceania\Australia\New South Wales\Sydney Northern\Willoughby\St Leonards | \Organizations\101-NSW Health\8899-NSLHD | RN-001352 | Smoke Detector | Smoke Detector - RN33.02.007 | \Classifications\Specification Class\Building Equipment\Fire Protection\Fire Alarm Systems\Smoke Detectors | Fire Detection, Fire Detectors, Smoke | FD-FD-Sm | \Classifications\Specification Class\VBIS\FD - Fire Detection\FD-FD - Fire Detectors\FD-FD-Sm - Smoke |  | UNKNOWN |  |  |  | RN-001352 | [6 empty] | 2023-07-25 | 2 - Normal | 2 - Good | 2 - Medium |  | 2 - Normal | Statutory | Preventive | High |  |  | 16y0M
1176 | Royal North Shore Hospital | RN33 - Orthotics | Level 2 | RN33.02.007 | \Locations\Royal North Shore Hospital\RN33 - Orthotics\Level 2 | \Geography\Oceania\Australia\New South Wales\Sydney Northern\Willoughby\St Leonards | \Organizations\101-NSW Health\8899-NSLHD | RN-001353 | Air Conditioner - Split System Indoor Unit | Air Conditioner - Split System Indoor Unit - RN33.02.007 | \Classifications\Specification Class\Building Equipment\HVAC\Terminal & Package Units\Package Units\Split Systems | Mechanical, Air Conditioning Unit | ME-ACU | \Classifications\Specification Class\VBIS\ME - Mechanical\ME-ACU - Air Conditioning Unit |  | DAIKIN | FTYN25DV1A |  | E009228 | RN-001353 | [6 empty] | 2023-07-25 | 2 - Normal | 2 - Good | 2 - Medium |  | 2 - Normal | Statutory | Preventive | Medium |  |  | 8y0M
1177 | Royal North Shore Hospital | RN33 - Orthotics | Level 2 | RN33.02.010 | \Locations\Royal North Shore Hospital\RN33 - Orthotics\Level 2 | \Geography\Oceania\Australia\New South Wales\Sydney Northern\Willoughby\St Leonards | \Organizations\101-NSW Health\8899-NSLHD | RN-001354 | Emergency Exit Sign | Emergency Exit Sign - RN33.02.010 | \Classifications\Specification Class\Building Equipment\Electrical\Other Electrical Systems\Emergency Light & Power Systems\Emergency Evacuation Lighting | Electrical Lighting, Emergency Lighting, Testing | EL-EL-Te | \Classifications\Specification Class\VBIS\EL - Electrical Lighting\EL-EL - Emergency Lighting\EL-EL-Te - Testing |  | BRADY | 24m |  |  | RN-001354 | [6 empty] | 2023-07-25 | 2 - Normal | 2 - Good | 2 - Medium |  | 2 - Normal | Statutory | Preventive | High |  |  | 20y0M
1178 | Royal North Shore Hospital | RN33 - Orthotics | Level 2 | RN33.02.006 | \Locations\Royal North Shore Hospital\RN33 - Orthotics\Level 2 | \Geography\Oceania\Australia\New South Wales\Sydney Northern\Willoughby\St Leonards | \Organizations\101-NSW Health\8899-NSLHD | RN-001356 | Smoke Detector | Smoke Detector - RN33.02.006 | \Classifications\Specification Class\Building Equipment\Fire Protection\Fire Alarm Systems\Smoke Detectors | Fire Detection, Fire Detectors, Smoke | FD-FD-Sm | \Classifications\Specification Class\VBIS\FD - Fire Detection\FD-FD - Fire Detectors\FD-FD-Sm - Smoke |  | UNKNOWN |  |  |  | RN-001356 | [6 empty] | 2023-07-25 | 2 - Normal | 2 - Good | 2 - Medium |  | 2 - Normal | Statutory | Preventive | High |  |  | 16y0M
1179 | Royal North Shore Hospital | RN33 - Orthotics | Level 2 | RN33.02.006 | \Locations\Royal North Shore Hospital\RN33 - Orthotics\Level 2 | \Geography\Oceania\Australia\New South Wales\Sydney Northern\Willoughby\St Leonards | \Organizations\101-NSW Health\8899-NSLHD | RN-001357 | Air Conditioner - Split System Indoor Unit | Air Conditioner - Split System Indoor Unit - RN33.02.006 | \Classifications\Specification Class\Building Equipment\HVAC\Terminal & Package Units\Package Units\Split Systems | Mechanical, Air Conditioning Unit | ME-ACU | \Classifications\Specification Class\VBIS\ME - Mechanical\ME-ACU - Air Conditioning Unit |  | DAIKIN | FTYN25DV1A |  | E009331 | RN-001357 | [6 empty] | 2023-07-25 | 2 - Normal | 2 - Good | 2 - Medium |  | 2 - Normal | Statutory | Preventive | Medium |  |  | 8y0M | [9 empty] | This model is correct
1180 | Royal North Shore Hospital | RN33 - Orthotics | Level 2 | RN33.02.003 | \Locations\Royal North Shore Hospital\RN33 - Orthotics\Level 2 | \Geography\Oceania\Australia\New South Wales\Sydney Northern\Willoughby\St Leonards | \Organizations\101-NSW Health\8899-NSLHD | RN-001336 | Fire Extinguisher - Water | Fire Extinguisher - Water - RN33.02.003 | \Classifications\Specification Class\Building Equipment\Fire Protection\Fire Protection Specialities\Fire Extinguishers\Water | Fire Suppression, Portable Fire Extinguisher, Water | FS-PFE-Wa | \Classifications\Specification Class\VBIS\FS - Fire Suppression\FS-PFE - Portable Fire Extinguisher\FS-PFE-Wa - Water |  | FIREBOX | 9.0L |  |  | RN-001336 | [6 empty] | 2023-07-25 | 2 - Normal | 2 - Good | 2 - Medium |  | 2 - Normal | Statutory | Preventive | High |  |  | 12y0M
1181 | Royal North Shore Hospital | RN33 - Orthotics | Level 2 | RN33.02.003 | \Locations\Royal North Shore Hospital\RN33 - Orthotics\Level 2 | \Geography\Oceania\Australia\New South Wales\Sydney Northern\Willoughby\St Leonards | \Organizations\101-NSW Health\8899-NSLHD | RN-001339 | Fire Extinguisher - CO2 | Fire Extinguisher - CO2 - RN33.02.003 | \Classifications\Specification Class\Building Equipment\Fire Protection\Fire Protection Specialities\Fire Extinguishers\CO2 | Fire Suppression, Portable Fire Extinguisher, Carbon Dioxide | FS-PFE-CD | \Classifications\Specification Class\VBIS\FS - Fire Suppression\FS-PFE - Portable Fire Extinguisher\FS-PFE-CD - Carbon Dioxide |  | AMPAC | 3.5kg |  |  | RN-001339 | [6 empty] | 2023-07-25 | 2 - Normal | 2 - Good | 2 - Medium |  | 2 - Normal | Statutory | Preventive | High |  |  | 12y0M
1182 | Royal North Shore Hospital | RN33 - Orthotics | Level 2 | RN33.02.016 | \Locations\Royal North Shore Hospital\RN33 - Orthotics\Level 2 | \Geography\Oceania\Australia\New South Wales\Sydney Northern\Willoughby\St Leonards | \Organizations\101-NSW Health\8899-NSLHD | RN-001349 | Fire Blanket | Fire Blanket - RN33.02.016 | \Classifications\Specification Class\Building Equipment\Fire Protection\Other Fire Protection Systems\Fire Blankets | Fire Suppression, Fire Blanket | FS-FB | \Classifications\Specification Class\VBIS\FS - Fire Suppression\FS-FB - Fire Blanket |  | CHUBB | 50802 | 1.2m X 1.8m |  | RN-001349 | [6 empty] | 2023-07-25 | 2 - Normal | 2 - Good | 2 - Medium |  | 2 - Normal | Statutory | Preventive | High |  |  | 8y0M
1183 | Royal North Shore Hospital | RN33 - Orthotics | Level 2 | RN33.02.016 | \Locations\Royal North Shore Hospital\RN33 - Orthotics\Level 2 | \Geography\Oceania\Australia\New South Wales\Sydney Northern\Willoughby\St Leonards | \Organizations\101-NSW Health\8899-NSLHD | RN-001338 | Chilled Water/Hot Water Taps | Chilled Water/Hot Water Taps - RN33.02.016 | \Classifications\Specification Class\Food Service Equipment\Chilled Water/Hot Water Taps | Hydraulics, Potable Water Units, Water Filter Unit | HY-PWU-WFU | \Classifications\Specification Class\VBIS\HY - Hydraulics\HY-PWU - Potable Water Units\HY-PWU-WFU - Water Filter Unit |  | ZIP | BC 100/75 | Hydrotap | 2017101602029 | RN-001338 |  |  |  |  | 2017-01-01 |  | 2023-07-25 | 2 - Normal | 2 - Good | 1 - Low |  | 2 - Normal | Statutory | Preventive | Medium |  |  | 3y4M
1184 | Royal North Shore Hospital | RN33 - Orthotics | Level 2 | RN33.02.001 | \Locations\Royal North Shore Hospital\RN33 - Orthotics\Level 2\RN33.02.001 Stairs | \Geography\Oceania\Australia\New South Wales\Sydney Northern\Willoughby\St Leonards | \Organizations\101-NSW Health\8899-NSLHD | RN-001340 | Air Conditioner - RAC | Air Conditioner - RAC - RN33.02.001 | \Classifications\Specification Class\Building Equipment\HVAC\Terminal & Package Units\Package Units\Room Air Conditioner | Mechanical, Air Conditioning Unit | ME-ACU | \Classifications\Specification Class\VBIS\ME - Mechanical\ME-ACU - Air Conditioning Unit |  | AIRWELL |  |  |  | RN-001340 | [6 empty] | 2023-07-25 | 2 - Normal | 2 - Good | 2 - Medium |  | 2 - Normal | Non-Statutory | Preventive | Medium |  |  | 8y0M
1185 | Royal North Shore Hospital | RN33 - Orthotics | Level 2 | RN33.02.015 | \Locations\Royal North Shore Hospital\RN33 - Orthotics\Level 2 | \Geography\Oceania\Australia\New South Wales\Sydney Northern\Willoughby\St Leonards | \Organizations\101-NSW Health\8899-NSLHD | RN-001341 | Smoke Detector | Smoke Detector - RN33.02.015 | \Classifications\Specification Class\Building Equipment\Fire Protection\Fire Alarm Systems\Smoke Detectors | Fire Detection, Fire Detectors, Smoke | FD-FD-Sm | \Classifications\Specification Class\VBIS\FD - Fire Detection\FD-FD - Fire Detectors\FD-FD-Sm - Smoke |  | UNKNOWN |  |  |  | RN-001341 | [6 empty] | 2023-07-25 | 2 - Normal | 2 - Good | 2 - Medium |  | 2 - Normal | Statutory | Preventive | High |  |  | 16y0M
1186 | Royal North Shore Hospital | RN33 - Orthotics | Level 2 | RN33.02.011 | \Locations\Royal North Shore Hospital\RN33 - Orthotics\Level 2 | \Geography\Oceania\Australia\New South Wales\Sydney Northern\Willoughby\St Leonards | \Organizations\101-NSW Health\8899-NSLHD | RN-001343 | Smoke Detector | Smoke Detector - RN33.02.011 | \Classifications\Specification Class\Building Equipment\Fire Protection\Fire Alarm Systems\Smoke Detectors | Fire Detection, Fire Detectors, Smoke | FD-FD-Sm | \Classifications\Specification Class\VBIS\FD - Fire Detection\FD-FD - Fire Detectors\FD-FD-Sm - Smoke |  | UNKNOWN |  |  |  | RN-001343 | [6 empty] | 2023-07-25 | 2 - Normal | 2 - Good | 2 - Medium |  | 2 - Normal | Statutory | Preventive | High |  |  | 16y0M
1187 | Royal North Shore Hospital | RN33 - Orthotics | Level 2 | RN33.02.017 | \Locations\Royal North Shore Hospital\RN33 - Orthotics\Level 2 | \Geography\Oceania\Australia\New South Wales\Sydney Northern\Willoughby\St Leonards | \Organizations\101-NSW Health\8899-NSLHD | RN-001370 | Emergency Exit Sign | Emergency Exit Sign - RN33.02.017 | \Classifications\Specification Class\Building Equipment\Electrical\Other Electrical Systems\Emergency Light & Power Systems\Emergency Evacuation Lighting | Electrical Lighting, Emergency Lighting, Testing | EL-EL-Te | \Classifications\Specification Class\VBIS\EL - Electrical Lighting\EL-EL - Emergency Lighting\EL-EL-Te - Testing |  | BRADY | 24m |  |  | RN-001370 | [6 empty] | 2023-07-25 | 2 - Normal | 2 - Good | 2 - Medium |  | 2 - Normal | Statutory | Preventive | High |  |  | 20y0M
1188 | Royal North Shore Hospital | RN33 - Orthotics | Level 2 | RN33.02.017 | \Locations\Royal North Shore Hospital\RN33 - Orthotics\Level 2 | \Geography\Oceania\Australia\New South Wales\Sydney Northern\Willoughby\St Leonards | \Organizations\101-NSW Health\8899-NSLHD | RN-001342 | Fire Extinguisher - CO2 | Fire Extinguisher - CO2 - RN33.02.017 | \Classifications\Specification Class\Building Equipment\Fire Protection\Fire Protection Specialities\Fire Extinguishers\CO2 | Fire Suppression, Portable Fire Extinguisher, Carbon Dioxide | FS-PFE-CD | \Classifications\Specification Class\VBIS\FS - Fire Suppression\FS-PFE - Portable Fire Extinguisher\FS-PFE-CD - Carbon Dioxide |  | AMPAC | 3.5kg |  |  | RN-001342 | [6 empty] | 2023-07-25 | 2 - Normal | 2 - Good | 2 - Medium |  | 2 - Normal | Statutory | Preventive | High |  |  | 12y0M
1189 | Royal North Shore Hospital | RN22 - Maintenance and Clinical Technology | Level 1 | RN22.01.006 | \Locations\Royal North Shore Hospital\RN22 - Maintenance and Clinical Technology\Level 1 | \Geography\Oceania\Australia\New South Wales\Sydney Northern\Willoughby\St Leonards | \Organizations\101-NSW Health\8899-NSLHD | RN-001344 | Fire Extinguisher - CO2 | Fire Extinguisher - CO2 - RN22.01.006 | \Classifications\Specification Class\Building Equipment\Fire Protection\Fire Protection Specialities\Fire Extinguishers\CO2 | Fire Suppression, Portable Fire Extinguisher, Carbon Dioxide | FS-PFE-CD | \Classifications\Specification Class\VBIS\FS - Fire Suppression\FS-PFE - Portable Fire Extinguisher\FS-PFE-CD - Carbon Dioxide |  | AMPAC | 3.5kg |  |  | RN-001344 | [6 empty] | 2023-07-25 | 2 - Normal | 2 - Good | 2 - Medium |  | 2 - Normal | Statutory | Preventive | High |  |  | 12y0M
1190 | Royal North Shore Hospital | RN22 - Maintenance and Clinical Technology | Level 1 | RN22.01.006 | \Locations\Royal North Shore Hospital\RN22 - Maintenance and Clinical Technology\Level 1 | \Geography\Oceania\Australia\New South Wales\Sydney Northern\Willoughby\St Leonards | \Organizations\101-NSW Health\8899-NSLHD | RN-001345 | Fire Blanket | Fire Blanket - RN22.01.006 | \Classifications\Specification Class\Building Equipment\Fire Protection\Other Fire Protection Systems\Fire Blankets | Fire Suppression, Fire Blanket | FS-FB | \Classifications\Specification Class\VBIS\FS - Fire Suppression\FS-FB - Fire Blanket |  | WORMALD | 1.2m X 1.8m |  |  | RN-001345 | [6 empty] | 2023-07-25 | 2 - Normal | 2 - Good | 2 - Medium |  | 2 - Normal | Statutory | Preventive | High |  |  | 8y0M
1191 | Royal North Shore Hospital | RN22 - Maintenance and Clinical Technology | Level 1 | RN22.01.006 | \Locations\Royal North Shore Hospital\RN22 - Maintenance and Clinical Technology\Level 1 | \Geography\Oceania\Australia\New South Wales\Sydney Northern\Willoughby\St Leonards | \Organizations\101-NSW Health\8899-NSLHD | RN-001337 | Fire Hose Reel | Fire Hose Reel - RN22.01.006 | \Classifications\Specification Class\Building Equipment\Fire Protection\Fire Protection Specialities\Fire Hose Reels | Fire Suppression, Fire Hose Reel | FS-FHR | \Classifications\Specification Class\VBIS\FS - Fire Suppression\FS-FHR - Fire Hose Reel |  | UNKNOWN |  |  |  | RN-001337 | [5 empty] | External | 2023-07-25 | 2 - Normal | 2 - Good | 2 - Medium |  | 2 - Normal | Statutory | Preventive | High |  |  | 12y0M
1192 | Royal North Shore Hospital | RN22 - Maintenance and Clinical Technology | Level 1 | RN22.01.007 | \Locations\Royal North Shore Hospital\RN22 - Maintenance and Clinical Technology\Level 1 | \Geography\Oceania\Australia\New South Wales\Sydney Northern\Willoughby\St Leonards | \Organizations\101-NSW Health\8899-NSLHD | RN-001348 | Fire Extinguisher - CO2 | Fire Extinguisher - CO2 - RN22.01.007 | \Classifications\Specification Class\Building Equipment\Fire Protection\Fire Protection Specialities\Fire Extinguishers\CO2 | Fire Suppression, Portable Fire Extinguisher, Carbon Dioxide | FS-PFE-CD | \Classifications\Specification Class\VBIS\FS - Fire Suppression\FS-PFE - Portable Fire Extinguisher\FS-PFE-CD - Carbon Dioxide |  | AMPAC | 5.0kg |  |  | RN-001348 | [6 empty] | 2023-07-25 | 2 - Normal | 2 - Good | 2 - Medium |  | 2 - Normal | Statutory | Preventive | High |  |  | 12y0M
1193 | Royal North Shore Hospital | RN22 - Maintenance and Clinical Technology | Level 1 | RN22.01.007 | \Locations\Royal North Shore Hospital\RN22 - Maintenance and Clinical Technology\Level 1 | \Geography\Oceania\Australia\New South Wales\Sydney Northern\Willoughby\St Leonards | \Organizations\101-NSW Health\8899-NSLHD | RN-001347 | Fire Extinguisher - CO2 | Fire Extinguisher - CO2 - RN22.01.007 | \Classifications\Specification Class\Building Equipment\Fire Protection\Fire Protection Specialities\Fire Extinguishers\CO2 | Fire Suppression, Portable Fire Extinguisher, Carbon Dioxide | FS-PFE-CD | \Classifications\Specification Class\VBIS\FS - Fire Suppression\FS-PFE - Portable Fire Extinguisher\FS-PFE-CD - Carbon Dioxide |  | FLAMESTOP | 3.5kg |  |  | RN-001347 | [6 empty] | 2023-07-25 | 2 - Normal | 2 - Good | 2 - Medium |  | 2 - Normal | Statutory | Preventive | High |  |  | 12y0M
1194 | Royal North Shore Hospital | RN22 - Maintenance and Clinical Technology | Level 1 | RN22.01.004 | \Locations\Royal North Shore Hospital\RN22 - Maintenance and Clinical Technology\Level 1 | \Geography\Oceania\Australia\New South Wales\Sydney Northern\Willoughby\St Leonards | \Organizations\101-NSW Health\8899-NSLHD | RN-001391 | Smoke Detector | Smoke Detector - RN22.01.004 | \Classifications\Specification Class\Building Equipment\Fire Protection\Fire Alarm Systems\Smoke Detectors | Fire Detection, Fire Detectors, Smoke | FD-FD-Sm | \Classifications\Specification Class\VBIS\FD - Fire Detection\FD-FD - Fire Detectors\FD-FD-Sm - Smoke |  | UNKNOWN |  |  |  | RN-001391 | [6 empty] | 2023-07-25 | 2 - Normal | 2 - Good | 2 - Medium |  | 2 - Normal | Statutory | Preventive | High |  |  | 16y0M
1195 | Royal North Shore Hospital | RN22 - Maintenance and Clinical Technology | Level 1 | RN22.01.002 | \Locations\Royal North Shore Hospital\RN22 - Maintenance and Clinical Technology\Level 1 | \Geography\Oceania\Australia\New South Wales\Sydney Northern\Willoughby\St Leonards | \Organizations\101-NSW Health\8899-NSLHD | RN-001392 | Fire Door - Double Leaf | Fire Door - Double Leaf - RN22.01.002 | \Classifications\Specification Class\Building Equipment\Fire Protection\Fire Protection Specialities\Fire Doors | Structure, Doors Fire Rated | ST-DFR | \Classifications\Specification Class\VBIS\ST - Structure\ST-DFR - Doors Fire Rated |  | ARA FIRE | FRL -/120/30 |  |  | RN-001392 |  |  |  |  | 2022-01-01 |  | 2023-07-25 | 2 - Normal | 2 - Good | 2 - Medium |  | 2 - Normal | Statutory | Preventive | High |  |  | 23y4M
1196 | Royal North Shore Hospital | RN22 - Maintenance and Clinical Technology | Level 1 | RN22.01.001 | \Locations\Royal North Shore Hospital\RN22 - Maintenance and Clinical Technology\Level 1 | \Geography\Oceania\Australia\New South Wales\Sydney Northern\Willoughby\St Leonards | \Organizations\101-NSW Health\8899-NSLHD | RN-001395 | Fire Extinguisher - CO2 | Fire Extinguisher - CO2 - RN22.01.001 | \Classifications\Specification Class\Building Equipment\Fire Protection\Fire Protection Specialities\Fire Extinguishers\CO2 | Fire Suppression, Portable Fire Extinguisher, Carbon Dioxide | FS-PFE-CD | \Classifications\Specification Class\VBIS\FS - Fire Suppression\FS-PFE - Portable Fire Extinguisher\FS-PFE-CD - Carbon Dioxide |  | UNKNOWN | 3.5kg |  |  | RN-001395 | [6 empty] | 2023-07-25 | 2 - Normal | 2 - Good | 2 - Medium |  | 2 - Normal | Statutory | Preventive | High |  |  | 12y0M
1197 | Royal North Shore Hospital | RN22 - Maintenance and Clinical Technology | Level 1 | RN22.01.001 | \Locations\Royal North Shore Hospital\RN22 - Maintenance and Clinical Technology\Level 1 | \Geography\Oceania\Australia\New South Wales\Sydney Northern\Willoughby\St Leonards | \Organizations\101-NSW Health\8899-NSLHD | RN-001394 | Fire Blanket | Fire Blanket - RN22.01.001 | \Classifications\Specification Class\Building Equipment\Fire Protection\Other Fire Protection Systems\Fire Blankets | Fire Suppression, Fire Blanket | FS-FB | \Classifications\Specification Class\VBIS\FS - Fire Suppression\FS-FB - Fire Blanket |  | CHUBB | 50802 | 1.2m X 1.8m |  | RN-001394 | [6 empty] | 2023-07-25 | 2 - Normal | 2 - Good | 2 - Medium |  | 2 - Normal | Statutory | Preventive | High |  |  | 8y0M
1198 | Royal North Shore Hospital | RN33 - Orthotics | Level 1 | External | \Locations\Royal North Shore Hospital\RN33 - Orthotics\Level 1 | \Geography\Oceania\Australia\New South Wales\Sydney Northern\Willoughby\St Leonards | \Organizations\101-NSW Health\8899-NSLHD | RN-001420 | Hot Water Heater - Electric | Hot Water Heater - Electric - External | \Classifications\Specification Class\Building Equipment\Plumbing\Domestic Water Distribution\Hot Water Service\Hot Water Heaters | Hydraulics, Hot Water Unit, Storage Tanks, Gas | HY-HWU-ST-Ga | \Classifications\Specification Class\VBIS\HY - Hydraulics\HY-HWU - Hot Water Unit\HY-HWU-ST - Storage Tanks\HY-HWU-ST-Ga - Gas |  | UNKNOWN |  |  |  | RN-001420 | [6 empty] | 2023-07-25 | 2 - Normal | 2 - Good | 2 - Medium |  | 2 - Normal | Statutory | Preventive | Medium |  |  | 8y0M
1199 | Royal North Shore Hospital | RN22 - Maintenance and Clinical Technology | Level 1 | RN22.01.003 | \Locations\Royal North Shore Hospital\RN22 - Maintenance and Clinical Technology\Level 1 | \Geography\Oceania\Australia\New South Wales\Sydney Northern\Willoughby\St Leonards | \Organizations\101-NSW Health\8899-NSLHD | RN-001346 | Smoke Detector | Smoke Detector - RN22.01.003 | \Classifications\Specification Class\Building Equipment\Fire Protection\Fire Alarm Systems\Smoke Detectors | Fire Detection, Fire Detectors, Smoke | FD-FD-Sm | \Classifications\Specification Class\VBIS\FD - Fire Detection\FD-FD - Fire Detectors\FD-FD-Sm - Smoke |  | UNKNOWN |  |  |  | RN-001346 | [6 empty] | 2023-07-25 | 2 - Normal | 2 - Good | 2 - Medium |  | 2 - Normal | Statutory | Preventive | High |  |  | 16y0M
1200 | Royal North Shore Hospital | RN33 - Orthotics | Level 1 | External | \Locations\Royal North Shore Hospital\RN33 - Orthotics\Level 1 | \Geography\Oceania\Australia\New South Wales\Sydney Northern\Willoughby\St Leonards | \Organizations\101-NSW Health\8899-NSLHD | RN-001393 | Hot Water Heater - Electric | Hot Water Heater - Electric - External | \Classifications\Specification Class\Building Equipment\Plumbing\Domestic Water Distribution\Hot Water Service\Hot Water Heaters | Hydraulics, Hot Water Unit, Storage Tanks, Gas | HY-HWU-ST-Ga | \Classifications\Specification Class\VBIS\HY - Hydraulics\HY-HWU - Hot Water Unit\HY-HWU-ST - Storage Tanks\HY-HWU-ST-Ga - Gas |  | RHEEM | 191050V7 | Electric Water Heater |  | RN-001393 | [6 empty] | 2023-07-25 | 2 - Normal | 2 - Good | 2 - Medium |  | 2 - Normal | Statutory | Preventive | Medium |  |  | 8y0M
1201 | Royal North Shore Hospital | RN33 - Orthotics | Level 1 | External | \Locations\Royal North Shore Hospital\RN33 - Orthotics\Level 1 | \Geography\Oceania\Australia\New South Wales\Sydney Northern\Willoughby\St Leonards | \Organizations\101-NSW Health\8899-NSLHD | RN-001403 | Hot Water Heater - Electric | Hot Water Heater - Electric - External | \Classifications\Specification Class\Building Equipment\Plumbing\Domestic Water Distribution\Hot Water Service\Hot Water Heaters | Hydraulics, Hot Water Unit, Storage Tanks, Gas | HY-HWU-ST-Ga | \Classifications\Specification Class\VBIS\HY - Hydraulics\HY-HWU - Hot Water Unit\HY-HWU-ST - Storage Tanks\HY-HWU-ST-Ga - Gas |  | RHEEM | 61305007 |  | 6118193 | RN-001403 | [6 empty] | 2023-07-25 | 2 - Normal | 2 - Good | 2 - Medium |  | 2 - Normal | Statutory | Preventive | Medium |  |  | 8y0M
1202 | Royal North Shore Hospital | RN22 - Maintenance and Clinical Technology | Level 2 | RN22.02.006 | \Locations\Royal North Shore Hospital\RN22 - Maintenance and Clinical Technology\Level 2 | \Geography\Oceania\Australia\New South Wales\Sydney Northern\Willoughby\St Leonards | \Organizations\101-NSW Health\8899-NSLHD | RN-001404 | Surgical Tool Control | Surgical Tool Control - RN22.02.006 | \Classifications\Specification Class\Building Equipment\HVAC\Distribution Systems\Air Distribution Systems\Surgical Air Systems | Mechanical, Fans | ME-Fa | \Classifications\Specification Class\VBIS\ME - Mechanical\ME-Fa - Fans |  | BOC MEDICAL |  |  |  | RN-001404 | [6 empty] | 2023-07-25 | 2 - Normal | 2 - Good | 2 - Medium |  | 2 - Normal | Statutory | Preventive | High |  |  | 8y0M
1203 | Royal North Shore Hospital | RN22 - Maintenance and Clinical Technology | Level 2 | RN22.02.006 | \Locations\Royal North Shore Hospital\RN22 - Maintenance and Clinical Technology\Level 2 | \Geography\Oceania\Australia\New South Wales\Sydney Northern\Willoughby\St Leonards | \Organizations\101-NSW Health\8899-NSLHD | RN-001402 | Surgical Tool Control | Surgical Tool Control - RN22.02.006 | \Classifications\Specification Class\Building Equipment\HVAC\Distribution Systems\Air Distribution Systems\Surgical Air Systems | Mechanical, Fans | ME-Fa | \Classifications\Specification Class\VBIS\ME - Mechanical\ME-Fa - Fans |  | BOC MEDICAL |  |  |  | RN-001402 | [6 empty] | 2023-07-25 | 2 - Normal | 2 - Good | 2 - Medium |  | 2 - Normal | Statutory | Preventive | High |  |  | 8y0M
1204 | Royal North Shore Hospital | RN22 - Maintenance and Clinical Technology | Level 2 | RN22.02.007 | \Locations\Royal North Shore Hospital\RN22 - Maintenance and Clinical Technology\Level 2 | \Geography\Oceania\Australia\New South Wales\Sydney Northern\Willoughby\St Leonards | \Organizations\101-NSW Health\8899-NSLHD | RN-001401 | Fire Blanket | Fire Blanket - RN22.02.007 | \Classifications\Specification Class\Building Equipment\Fire Protection\Other Fire Protection Systems\Fire Blankets | Fire Suppression, Fire Blanket | FS-FB | \Classifications\Specification Class\VBIS\FS - Fire Suppression\FS-FB - Fire Blanket |  | AMPAC | 1.2m X 1.8m |  |  | RN-001401 | [6 empty] | 2023-07-25 | 2 - Normal | 2 - Good | 2 - Medium |  | 2 - Normal | Statutory | Preventive | High |  |  | 8y0M
1205 | Royal North Shore Hospital | RN22 - Maintenance and Clinical Technology | Level 2 | RN22.02.006 | \Locations\Royal North Shore Hospital\RN22 - Maintenance and Clinical Technology\Level 2 | \Geography\Oceania\Australia\New South Wales\Sydney Northern\Willoughby\St Leonards | \Organizations\101-NSW Health\8899-NSLHD | RN-001399 | Emergency Exit Sign | Emergency Exit Sign - RN22.02.006 | \Classifications\Specification Class\Building Equipment\Electrical\Other Electrical Systems\Emergency Light & Power Systems\Emergency Evacuation Lighting | Electrical Lighting, Emergency Lighting, Testing | EL-EL-Te | \Classifications\Specification Class\VBIS\EL - Electrical Lighting\EL-EL - Emergency Lighting\EL-EL-Te - Testing |  | CLEVERTRONICS | 24m |  |  | RN-001399 | [6 empty] | 2023-07-25 | 2 - Normal | 2 - Good | 2 - Medium |  | 2 - Normal | Statutory | Preventive | High |  |  | 20y0M
1206 | Royal North Shore Hospital | RN22 - Maintenance and Clinical Technology | Level 2 | RN22.02.007 | \Locations\Royal North Shore Hospital\RN22 - Maintenance and Clinical Technology\Level 2 | \Geography\Oceania\Australia\New South Wales\Sydney Northern\Willoughby\St Leonards | \Organizations\101-NSW Health\8899-NSLHD | RN-001398 | Air Conditioner - Split System Indoor Unit | Air Conditioner - Split System Indoor Unit - RN22.02.007 | \Classifications\Specification Class\Building Equipment\HVAC\Terminal & Package Units\Package Units\Split Systems | Mechanical, Air Conditioning Unit | ME-ACU | \Classifications\Specification Class\VBIS\ME - Mechanical\ME-ACU - Air Conditioning Unit |  | SAMSUNG | Smart Inverter |  |  | RN-001398 | [6 empty] | 2023-07-25 | 2 - Normal | 2 - Good | 2 - Medium |  | 2 - Normal | Statutory | Preventive | Medium |  |  | 8y0M
1207 | Royal North Shore Hospital | RN22 - Maintenance and Clinical Technology | Level 2 | RN22.02.005 | \Locations\Royal North Shore Hospital\RN22 - Maintenance and Clinical Technology\Level 2 | \Geography\Oceania\Australia\New South Wales\Sydney Northern\Willoughby\St Leonards | \Organizations\101-NSW Health\8899-NSLHD | RN-001405 | Air Conditioner - Split System Indoor Unit | Air Conditioner - Split System Indoor Unit - RN22.02.005 | \Classifications\Specification Class\Building Equipment\HVAC\Terminal & Package Units\Package Units\Split Systems | Mechanical, Air Conditioning Unit | ME-ACU | \Classifications\Specification Class\VBIS\ME - Mechanical\ME-ACU - Air Conditioning Unit |  | SAMSUNG | AQV12UWLN | Smart Inverter |  | RN-001405 | [6 empty] | 2023-07-25 | 2 - Normal | 2 - Good | 2 - Medium |  | 2 - Normal | Statutory | Preventive | Medium |  |  | 8y0M
1208 | Royal North Shore Hospital | RN22 - Maintenance and Clinical Technology | Level 2 | RN22.02.005 | \Locations\Royal North Shore Hospital\RN22 - Maintenance and Clinical Technology\Level 2 | \Geography\Oceania\Australia\New South Wales\Sydney Northern\Willoughby\St Leonards | \Organizations\101-NSW Health\8899-NSLHD | RN-001416 | Air Conditioner - Split System Indoor Unit | Air Conditioner - Split System Indoor Unit - RN22.02.005 | \Classifications\Specification Class\Building Equipment\HVAC\Terminal & Package Units\Package Units\Split Systems | Mechanical, Air Conditioning Unit | ME-ACU | \Classifications\Specification Class\VBIS\ME - Mechanical\ME-ACU - Air Conditioning Unit |  | SAMSUNG | Smart Inverter |  |  | RN-001416 | [6 empty] | 2023-07-25 | 2 - Normal | 2 - Good | 2 - Medium |  | 2 - Normal | Statutory | Preventive | Medium |  |  | 8y0M
1209 | Royal North Shore Hospital | RN22 - Maintenance and Clinical Technology | Level 2 | RN22.02.005 | \Locations\Royal North Shore Hospital\RN22 - Maintenance and Clinical Technology\Level 2 | \Geography\Oceania\Australia\New South Wales\Sydney Northern\Willoughby\St Leonards | \Organizations\101-NSW Health\8899-NSLHD | RN-001407 | Fire Extinguisher - ABE Powder | Fire Extinguisher - ABE Powder - RN22.02.005 | \Classifications\Specification Class\Building Equipment\Fire Protection\Fire Protection Specialities\Fire Extinguishers\Powder | Fire Suppression, Portable Fire Extinguisher, Dry Chemical Powder, ABE | FS-PFE-DCP-ABE | \Classifications\Specification Class\VBIS\FS - Fire Suppression\FS-PFE - Portable Fire Extinguisher\FS-PFE-DCP - Dry Chemical Powder\FS-PFE-DCP-ABE - ABE |  | AMPAC | 9.0kg |  |  | RN-001407 | [6 empty] | 2023-07-25 | 2 - Normal | 2 - Good | 2 - Medium |  | 2 - Normal | Statutory | Preventive | High |  |  | 8y0M
1210 | Royal North Shore Hospital | RN22 - Maintenance and Clinical Technology | Level 2 | RN22.02.007 | \Locations\Royal North Shore Hospital\RN22 - Maintenance and Clinical Technology\Level 2 | \Geography\Oceania\Australia\New South Wales\Sydney Northern\Willoughby\St Leonards | \Organizations\101-NSW Health\8899-NSLHD | RN-001400 | Air Conditioner - Split System Indoor Unit | Air Conditioner - Split System Indoor Unit - RN22.02.007 | \Classifications\Specification Class\Building Equipment\HVAC\Terminal & Package Units\Package Units\Split Systems | Mechanical, Air Conditioning Unit | ME-ACU | \Classifications\Specification Class\VBIS\ME - Mechanical\ME-ACU - Air Conditioning Unit |  | SAMSUNG | Digital Inverter |  |  | RN-001400 | [6 empty] | 2023-07-25 | 2 - Normal | 2 - Good | 2 - Medium |  | 2 - Normal | Statutory | Preventive | Medium |  |  | 8y0M
1211 | Royal North Shore Hospital | RN22 - Maintenance and Clinical Technology | Level 2 | RN22.02.005 | \Locations\Royal North Shore Hospital\RN22 - Maintenance and Clinical Technology\Level 2 | \Geography\Oceania\Australia\New South Wales\Sydney Northern\Willoughby\St Leonards | \Organizations\101-NSW Health\8899-NSLHD | RN-001406 | Emergency Exit Sign | Emergency Exit Sign - RN22.02.005 | \Classifications\Specification Class\Building Equipment\Electrical\Other Electrical Systems\Emergency Light & Power Systems\Emergency Evacuation Lighting | Electrical Lighting, Emergency Lighting, Testing | EL-EL-Te | \Classifications\Specification Class\VBIS\EL - Electrical Lighting\EL-EL - Emergency Lighting\EL-EL-Te - Testing |  | CLEVERTRONICS | 24m |  |  | RN-001406 | [6 empty] | 2023-07-25 | 2 - Normal | 2 - Good | 2 - Medium |  | 2 - Normal | Statutory | Preventive | High |  |  | 20y0M
1212 | Royal North Shore Hospital | RN22 - Maintenance and Clinical Technology | Level 2 | RN22.02.005 | \Locations\Royal North Shore Hospital\RN22 - Maintenance and Clinical Technology\Level 2 | \Geography\Oceania\Australia\New South Wales\Sydney Northern\Willoughby\St Leonards | \Organizations\101-NSW Health\8899-NSLHD | RN-001409 | Distribution Board | Distribution Board - RN22.02.005 | \Classifications\Specification Class\Building Equipment\Electrical\Electrical Service & Distribution\Distribution Boards | Electrical Power, Switchboard, Main Switch Board | EP-SB-MSB | \Classifications\Specification Class\VBIS\EP - Electrical Power\EP-SB - Switchboard\EP-SB-MSB - Main Switch Board |  | UNKNOWN |  |  |  | RN-001409 | [6 empty] | 2023-07-25 | 2 - Normal | 2 - Good | 3 - High |  | 2 - Normal | Statutory | Preventive | High |  |  | 20y0M | [9 empty] | 19 RCDs
1213 | Royal North Shore Hospital | RN22 - Maintenance and Clinical Technology | Level 2 | RN22.02.005 | \Locations\Royal North Shore Hospital\RN22 - Maintenance and Clinical Technology\Level 2 | \Geography\Oceania\Australia\New South Wales\Sydney Northern\Willoughby\St Leonards | \Organizations\101-NSW Health\8899-NSLHD | RN-001410 | Emergency Exit Sign | Emergency Exit Sign - RN22.02.005 | \Classifications\Specification Class\Building Equipment\Electrical\Other Electrical Systems\Emergency Light & Power Systems\Emergency Evacuation Lighting | Electrical Lighting, Emergency Lighting, Testing | EL-EL-Te | \Classifications\Specification Class\VBIS\EL - Electrical Lighting\EL-EL - Emergency Lighting\EL-EL-Te - Testing |  | CLEVERTRONICS | 24m |  |  | RN-001410 | [6 empty] | 2023-07-25 | 2 - Normal | 2 - Good | 2 - Medium |  | 2 - Normal | Statutory | Preventive | High |  |  | 20y0M
1214 | Royal North Shore Hospital | RN22 - Maintenance and Clinical Technology | Level 2 | RN22.02.005 | \Locations\Royal North Shore Hospital\RN22 - Maintenance and Clinical Technology\Level 2 | \Geography\Oceania\Australia\New South Wales\Sydney Northern\Willoughby\St Leonards | \Organizations\101-NSW Health\8899-NSLHD | RN-001396 | Smoke Detector | Smoke Detector - RN22.02.005 | \Classifications\Specification Class\Building Equipment\Fire Protection\Fire Alarm Systems\Smoke Detectors | Fire Detection, Fire Detectors, Smoke | FD-FD-Sm | \Classifications\Specification Class\VBIS\FD - Fire Detection\FD-FD - Fire Detectors\FD-FD-Sm - Smoke |  | UNKNOWN |  |  |  | RN-001396 | [6 empty] | 2023-07-25 | 2 - Normal | 2 - Good | 2 - Medium |  | 2 - Normal | Statutory | Preventive | High |  |  | 16y0M
1215 | Royal North Shore Hospital | RN22 - Maintenance and Clinical Technology | Level 2 | RN22.02.005 | \Locations\Royal North Shore Hospital\RN22 - Maintenance and Clinical Technology\Level 2 | \Geography\Oceania\Australia\New South Wales\Sydney Northern\Willoughby\St Leonards | \Organizations\101-NSW Health\8899-NSLHD | RN-001411 | Medical Gas Terminal Unit | Medical Gas Terminal Unit - RN22.02.005 | \Classifications\Specification Class\Building Equipment\Plumbing\Piped Medical Gas Systems\Terminal Units | Medical Gases, Terminal Unit | MG-TU | \Classifications\Specification Class\VBIS\MG - Medical Gases\MG-TU - Terminal Unit |  | UNKNOWN |  |  |  | RN-001411 | [6 empty] | 2023-07-25 | 2 - Normal | 2 - Good | 2 - Medium |  | 2 - Normal | Non-Statutory | Preventive | Medium |  |  | 20y0M
1216 | Royal North Shore Hospital | RN22 - Maintenance and Clinical Technology | Level 2 | RN22.02.005 | \Locations\Royal North Shore Hospital\RN22 - Maintenance and Clinical Technology\Level 2 | \Geography\Oceania\Australia\New South Wales\Sydney Northern\Willoughby\St Leonards | \Organizations\101-NSW Health\8899-NSLHD | RN-001412 | Medical Gas Terminal Unit | Medical Gas Terminal Unit - RN22.02.005 | \Classifications\Specification Class\Building Equipment\Plumbing\Piped Medical Gas Systems\Terminal Units | Medical Gases, Terminal Unit | MG-TU | \Classifications\Specification Class\VBIS\MG - Medical Gases\MG-TU - Terminal Unit |  | UNKNOWN |  |  |  | RN-001412 | [6 empty] | 2023-07-25 | 2 - Normal | 2 - Good | 2 - Medium |  | 2 - Normal | Non-Statutory | Preventive | Medium |  |  | 20y0M
1217 | Royal North Shore Hospital | RN22 - Maintenance and Clinical Technology | Level 2 | RN22.02.005 | \Locations\Royal North Shore Hospital\RN22 - Maintenance and Clinical Technology\Level 2 | \Geography\Oceania\Australia\New South Wales\Sydney Northern\Willoughby\St Leonards | \Organizations\101-NSW Health\8899-NSLHD | RN-001413 | Medical Gas Terminal Unit | Medical Gas Terminal Unit - RN22.02.005 | \Classifications\Specification Class\Building Equipment\Plumbing\Piped Medical Gas Systems\Terminal Units | Medical Gases, Terminal Unit | MG-TU | \Classifications\Specification Class\VBIS\MG - Medical Gases\MG-TU - Terminal Unit |  | UNKNOWN |  |  |  | RN-001413 | [6 empty] | 2023-07-25 | 2 - Normal | 2 - Good | 2 - Medium |  | 2 - Normal | Non-Statutory | Preventive | Medium |  |  | 20y0M
1218 | Royal North Shore Hospital | RN22 - Maintenance and Clinical Technology | Level 2 | RN22.02.005 | \Locations\Royal North Shore Hospital\RN22 - Maintenance and Clinical Technology\Level 2 | \Geography\Oceania\Australia\New South Wales\Sydney Northern\Willoughby\St Leonards | \Organizations\101-NSW Health\8899-NSLHD | RN-001414 | Emergency Light | Emergency Light - RN22.02.005 | \Classifications\Specification Class\Building Equipment\Electrical\Other Electrical Systems\Emergency Light & Power Systems\Emergency Evacuation Lighting | Electrical Lighting, Emergency Lighting, Testing | EL-EL-Te | \Classifications\Specification Class\VBIS\EL - Electrical Lighting\EL-EL - Emergency Lighting\EL-EL-Te - Testing |  | UNKNOWN |  |  |  | RN-001414 | [6 empty] | 2023-07-25 | 2 - Normal | 2 - Good | 2 - Medium |  | 2 - Normal | Statutory | Preventive | High |  |  | 20y0M
1219 | Royal North Shore Hospital | RN22 - Maintenance and Clinical Technology | Level 2 | RN22.02.005 | \Locations\Royal North Shore Hospital\RN22 - Maintenance and Clinical Technology\Level 2 | \Geography\Oceania\Australia\New South Wales\Sydney Northern\Willoughby\St Leonards | \Organizations\101-NSW Health\8899-NSLHD | RN-001415 | Smoke Detector | Smoke Detector - RN22.02.005 | \Classifications\Specification Class\Building Equipment\Fire Protection\Fire Alarm Systems\Smoke Detectors | Fire Detection, Fire Detectors, Smoke | FD-FD-Sm | \Classifications\Specification Class\VBIS\FD - Fire Detection\FD-FD - Fire Detectors\FD-FD-Sm - Smoke |  | UNKNOWN |  |  |  | RN-001415 | [6 empty] | 2023-07-25 | 2 - Normal | 2 - Good | 2 - Medium |  | 2 - Normal | Statutory | Preventive | High |  |  | 16y0M
1220 | Royal North Shore Hospital | RN22 - Maintenance and Clinical Technology | Level 2 | RN22.02.005 | \Locations\Royal North Shore Hospital\RN22 - Maintenance and Clinical Technology\Level 2 | \Geography\Oceania\Australia\New South Wales\Sydney Northern\Willoughby\St Leonards | \Organizations\101-NSW Health\8899-NSLHD | RN-001417 | Emergency Exit Sign | Emergency Exit Sign - RN22.02.005 | \Classifications\Specification Class\Building Equipment\Electrical\Other Electrical Systems\Emergency Light & Power Systems\Emergency Evacuation Lighting | Electrical Lighting, Emergency Lighting, Testing | EL-EL-Te | \Classifications\Specification Class\VBIS\EL - Electrical Lighting\EL-EL - Emergency Lighting\EL-EL-Te - Testing |  | STANILITE | 24m |  |  | RN-001417 | [6 empty] | 2023-07-25 | 2 - Normal | 2 - Good | 2 - Medium |  | 2 - Normal | Statutory | Preventive | High |  |  | 20y0M
1221 | Royal North Shore Hospital | RN22 - Maintenance and Clinical Technology | Level 2 | RN22.02.005 | \Locations\Royal North Shore Hospital\RN22 - Maintenance and Clinical Technology\Level 2 | \Geography\Oceania\Australia\New South Wales\Sydney Northern\Willoughby\St Leonards | \Organizations\101-NSW Health\8899-NSLHD | RN-001418 | Emergency Light | Emergency Light - RN22.02.005 | \Classifications\Specification Class\Building Equipment\Electrical\Other Electrical Systems\Emergency Light & Power Systems\Emergency Evacuation Lighting | Electrical Lighting, Emergency Lighting, Testing | EL-EL-Te | \Classifications\Specification Class\VBIS\EL - Electrical Lighting\EL-EL - Emergency Lighting\EL-EL-Te - Testing |  | UNKNOWN |  |  |  | RN-001418 | [6 empty] | 2023-07-25 | 2 - Normal | 2 - Good | 2 - Medium |  | 2 - Normal | Statutory | Preventive | High |  |  | 20y0M
1222 | Royal North Shore Hospital | RN22 - Maintenance and Clinical Technology | Level 2 | RN22.02.005 | \Locations\Royal North Shore Hospital\RN22 - Maintenance and Clinical Technology\Level 2 | \Geography\Oceania\Australia\New South Wales\Sydney Northern\Willoughby\St Leonards | \Organizations\101-NSW Health\8899-NSLHD | RN-001421 | Smoke Detector | Smoke Detector - RN22.02.005 | \Classifications\Specification Class\Building Equipment\Fire Protection\Fire Alarm Systems\Smoke Detectors | Fire Detection, Fire Detectors, Smoke | FD-FD-Sm | \Classifications\Specification Class\VBIS\FD - Fire Detection\FD-FD - Fire Detectors\FD-FD-Sm - Smoke |  | UNKNOWN |  |  |  | RN-001421 | [6 empty] | 2023-07-25 | 2 - Normal | 2 - Good | 2 - Medium |  | 2 - Normal | Statutory | Preventive | High |  |  | 16y0M
1223 | Royal North Shore Hospital | RN22 - Maintenance and Clinical Technology | Level 2 | RN22.02.005 | \Locations\Royal North Shore Hospital\RN22 - Maintenance and Clinical Technology\Level 2 | \Geography\Oceania\Australia\New South Wales\Sydney Northern\Willoughby\St Leonards | \Organizations\101-NSW Health\8899-NSLHD | RN-001423 | Medical Gas Terminal Unit | Medical Gas Terminal Unit - RN22.02.005 | \Classifications\Specification Class\Building Equipment\Plumbing\Piped Medical Gas Systems\Terminal Units | Medical Gases, Terminal Unit | MG-TU | \Classifications\Specification Class\VBIS\MG - Medical Gases\MG-TU - Terminal Unit |  | UNKNOWN |  |  |  | RN-001423 | [6 empty] | 2023-07-25 | 2 - Normal | 2 - Good | 2 - Medium |  | 2 - Normal | Non-Statutory | Preventive | Medium |  |  | 20y0M | [9 empty] | AIR OXYGEN
1224 | Royal North Shore Hospital | RN21 - Old Boiler House | Level 2 | RN21.02.017 | \Locations\Royal North Shore Hospital\RN21 - Old Boiler House\Level 2 | \Geography\Oceania\Australia\New South Wales\Sydney Northern\Willoughby\St Leonards | \Organizations\101-NSW Health\8899-NSLHD | RN-001513 | Fire Extinguisher - CO2 | Fire Extinguisher - CO2 - RN21.02.017 | \Classifications\Specification Class\Building Equipment\Fire Protection\Fire Protection Specialities\Fire Extinguishers\CO2 | Fire Suppression, Portable Fire Extinguisher, Carbon Dioxide | FS-PFE-CD | \Classifications\Specification Class\VBIS\FS - Fire Suppression\FS-PFE - Portable Fire Extinguisher\FS-PFE-CD - Carbon Dioxide |  | AMPAC | 3.5kg |  |  | RN-001513 | [6 empty] | 2023-07-25 | 2 - Normal | 2 - Good | 2 - Medium |  | 2 - Normal | Statutory | Preventive | High |  |  | 12y0M
1225 | Royal North Shore Hospital | RN21 - Old Boiler House | Level 2 | RN21.02.017 | \Locations\Royal North Shore Hospital\RN21 - Old Boiler House\Level 2 | \Geography\Oceania\Australia\New South Wales\Sydney Northern\Willoughby\St Leonards | \Organizations\101-NSW Health\8899-NSLHD | RN-001504 | Fire Hose Reel | Fire Hose Reel - RN21.02.017 | \Classifications\Specification Class\Building Equipment\Fire Protection\Fire Protection Specialities\Fire Hose Reels | Fire Suppression, Fire Hose Reel | FS-FHR | \Classifications\Specification Class\VBIS\FS - Fire Suppression\FS-FHR - Fire Hose Reel |  | FIREND | 36F | 36m |  | RN-001504 |  |  |  |  | 2008-01-01 |  | 2023-07-25 | 2 - Normal | 2 - Good | 2 - Medium | Expected life could be extended based on the visual condition assessment. | 2 - Normal | Statutory | Preventive | High |  |  | 0y0M
1226 | Royal North Shore Hospital | RN21 - Old Boiler House | Level 2 | RN21.02.017 | \Locations\Royal North Shore Hospital\RN21 - Old Boiler House\Level 2 | \Geography\Oceania\Australia\New South Wales\Sydney Northern\Willoughby\St Leonards | \Organizations\101-NSW Health\8899-NSLHD | RN-001514 | Fire Blanket | Fire Blanket - RN21.02.017 | \Classifications\Specification Class\Building Equipment\Fire Protection\Other Fire Protection Systems\Fire Blankets | Fire Suppression, Fire Blanket | FS-FB | \Classifications\Specification Class\VBIS\FS - Fire Suppression\FS-FB - Fire Blanket |  | FLAMESTOP | FS120 | 1.2m X 1.2m |  | RN-001514 | [6 empty] | 2023-07-25 | 2 - Normal | 2 - Good | 2 - Medium |  | 2 - Normal | Statutory | Preventive | High |  |  | 8y0M
1227 | Royal North Shore Hospital | RN21 - Old Boiler House | Level 2 | RN21.02.017 | \Locations\Royal North Shore Hospital\RN21 - Old Boiler House\Level 2 | \Geography\Oceania\Australia\New South Wales\Sydney Northern\Willoughby\St Leonards | \Organizations\101-NSW Health\8899-NSLHD | RN-001509 | Chilled Water/Hot Water Taps | Chilled Water/Hot Water Taps - RN21.02.017 | \Classifications\Specification Class\Food Service Equipment\Chilled Water/Hot Water Taps | Hydraulics, Potable Water Units, Water Filter Unit | HY-PWU-WFU | \Classifications\Specification Class\VBIS\HY - Hydraulics\HY-PWU - Potable Water Units\HY-PWU-WFU - Water Filter Unit |  | ZIP | Hydrotap |  |  | RN-001509 | [6 empty] | 2023-07-25 | 2 - Normal | 2 - Good | 1 - Low |  | 2 - Normal | Statutory | Preventive | Medium |  |  | 8y0M
1228 | Royal North Shore Hospital | RN21 - Old Boiler House | Level 2 | RN21.02.017 | \Locations\Royal North Shore Hospital\RN21 - Old Boiler House\Level 2 | \Geography\Oceania\Australia\New South Wales\Sydney Northern\Willoughby\St Leonards | \Organizations\101-NSW Health\8899-NSLHD | RN-001449 | Smoke Detector | Smoke Detector - RN21.02.017 | \Classifications\Specification Class\Building Equipment\Fire Protection\Fire Alarm Systems\Smoke Detectors | Fire Detection, Fire Detectors, Smoke | FD-FD-Sm | \Classifications\Specification Class\VBIS\FD - Fire Detection\FD-FD - Fire Detectors\FD-FD-Sm - Smoke |  | UNKNOWN |  |  |  | RN-001449 | [6 empty] | 2023-07-25 | 2 - Normal | 2 - Good | 2 - Medium |  | 2 - Normal | Statutory | Preventive | High |  |  | 16y0M
1229 | Royal North Shore Hospital | RN21 - Old Boiler House | Level 2 | RN21.02.014 | \Locations\Royal North Shore Hospital\RN21 - Old Boiler House\Level 2 | \Geography\Oceania\Australia\New South Wales\Sydney Northern\Willoughby\St Leonards | \Organizations\101-NSW Health\8899-NSLHD | RN-001444 | Smoke Detector | Smoke Detector - RN21.02.014 | \Classifications\Specification Class\Building Equipment\Fire Protection\Fire Alarm Systems\Smoke Detectors | Fire Detection, Fire Detectors, Smoke | FD-FD-Sm | \Classifications\Specification Class\VBIS\FD - Fire Detection\FD-FD - Fire Detectors\FD-FD-Sm - Smoke |  | UNKNOWN |  |  |  | RN-001444 | [6 empty] | 2023-07-25 | 2 - Normal | 2 - Good | 2 - Medium |  | 2 - Normal | Statutory | Preventive | High |  |  | 16y0M
1230 | Royal North Shore Hospital | RN21 - Old Boiler House | Level 2 | RN21.02.003 | \Locations\Royal North Shore Hospital\RN21 - Old Boiler House\Level 2 | \Geography\Oceania\Australia\New South Wales\Sydney Northern\Willoughby\St Leonards | \Organizations\101-NSW Health\8899-NSLHD | RN-001518 | Emergency Exit Sign | Emergency Exit Sign - RN21.02.003 | \Classifications\Specification Class\Building Equipment\Electrical\Other Electrical Systems\Emergency Light & Power Systems\Emergency Evacuation Lighting | Electrical Lighting, Emergency Lighting, Testing | EL-EL-Te | \Classifications\Specification Class\VBIS\EL - Electrical Lighting\EL-EL - Emergency Lighting\EL-EL-Te - Testing |  | CLEVERTRONICS | 24m |  |  | RN-001518 | [6 empty] | 2023-07-25 | 2 - Normal | 2 - Good | 2 - Medium |  | 2 - Normal | Statutory | Preventive | High |  |  | 20y0M
1231 | Royal North Shore Hospital | RN21 - Old Boiler House | Level 2 | RN21.02.003 | \Locations\Royal North Shore Hospital\RN21 - Old Boiler House\Level 2 | \Geography\Oceania\Australia\New South Wales\Sydney Northern\Willoughby\St Leonards | \Organizations\101-NSW Health\8899-NSLHD | RN-001464 | Smoke Detector | Smoke Detector - RN21.02.003 | \Classifications\Specification Class\Building Equipment\Fire Protection\Fire Alarm Systems\Smoke Detectors | Fire Detection, Fire Detectors, Smoke | FD-FD-Sm | \Classifications\Specification Class\VBIS\FD - Fire Detection\FD-FD - Fire Detectors\FD-FD-Sm - Smoke |  | UNKNOWN |  |  |  | RN-001464 | [6 empty] | 2023-07-25 | 2 - Normal | 2 - Good | 2 - Medium |  | 2 - Normal | Statutory | Preventive | High |  |  | 16y0M
1232 | Royal North Shore Hospital | RN21 - Old Boiler House | Level 2 | RN21.02.003 | \Locations\Royal North Shore Hospital\RN21 - Old Boiler House\Level 2 | \Geography\Oceania\Australia\New South Wales\Sydney Northern\Willoughby\St Leonards | \Organizations\101-NSW Health\8899-NSLHD | RN-001455 | Smoke Detector | Smoke Detector - RN21.02.003 | \Classifications\Specification Class\Building Equipment\Fire Protection\Fire Alarm Systems\Smoke Detectors | Fire Detection, Fire Detectors, Smoke | FD-FD-Sm | \Classifications\Specification Class\VBIS\FD - Fire Detection\FD-FD - Fire Detectors\FD-FD-Sm - Smoke |  | UNKNOWN |  |  |  | RN-001455 | [6 empty] | 2023-07-25 | 2 - Normal | 2 - Good | 2 - Medium |  | 2 - Normal | Statutory | Preventive | High |  |  | 16y0M
1233 | Royal North Shore Hospital | RN21 - Old Boiler House | Level 2 | RN21.02.007 | \Locations\Royal North Shore Hospital\RN21 - Old Boiler House\Level 2 | \Geography\Oceania\Australia\New South Wales\Sydney Northern\Willoughby\St Leonards | \Organizations\101-NSW Health\8899-NSLHD | RN-001459 | Smoke Detector | Smoke Detector - RN21.02.007 | \Classifications\Specification Class\Building Equipment\Fire Protection\Fire Alarm Systems\Smoke Detectors | Fire Detection, Fire Detectors, Smoke | FD-FD-Sm | \Classifications\Specification Class\VBIS\FD - Fire Detection\FD-FD - Fire Detectors\FD-FD-Sm - Smoke |  | UNKNOWN |  |  |  | RN-001459 | [6 empty] | 2023-07-25 | 2 - Normal | 2 - Good | 2 - Medium |  | 2 - Normal | Statutory | Preventive | High |  |  | 16y0M
1234 | Royal North Shore Hospital | RN21 - Old Boiler House | Level 2 | RN21.02.003 | \Locations\Royal North Shore Hospital\RN21 - Old Boiler House\Level 2 | \Geography\Oceania\Australia\New South Wales\Sydney Northern\Willoughby\St Leonards | \Organizations\101-NSW Health\8899-NSLHD | RN-001434 | Emergency Exit Sign | Emergency Exit Sign - RN21.02.003 | \Classifications\Specification Class\Building Equipment\Electrical\Other Electrical Systems\Emergency Light & Power Systems\Emergency Evacuation Lighting | Electrical Lighting, Emergency Lighting, Testing | EL-EL-Te | \Classifications\Specification Class\VBIS\EL - Electrical Lighting\EL-EL - Emergency Lighting\EL-EL-Te - Testing |  | CLEVERTRONICS | 24m |  |  | RN-001434 | [6 empty] | 2023-07-25 | 2 - Normal | 2 - Good | 2 - Medium |  | 2 - Normal | Statutory | Preventive | High |  |  | 20y0M
1235 | Royal North Shore Hospital | RN21 - Old Boiler House | Level 2 | RN21.02.001 | \Locations\Royal North Shore Hospital\RN21 - Old Boiler House\Level 2\RN21.02.001 Stairway | \Geography\Oceania\Australia\New South Wales\Sydney Northern\Willoughby\St Leonards | \Organizations\101-NSW Health\8899-NSLHD | RN-001506 | Fire Hose Reel | Fire Hose Reel - RN21.02.001 | \Classifications\Specification Class\Building Equipment\Fire Protection\Fire Protection Specialities\Fire Hose Reels | Fire Suppression, Fire Hose Reel | FS-FHR | \Classifications\Specification Class\VBIS\FS - Fire Suppression\FS-FHR - Fire Hose Reel |  | BFI | HRS 035-GI-019-RD | 36m |  | RN-001506 |  |  |  |  | 2000-01-01 |  | 2023-07-25 | 2 - Normal | 2 - Good | 2 - Medium | Expected life could be extended based on the visual condition assessment. | 2 - Normal | Statutory | Preventive | High |  |  | 0y0M
1236 | Royal North Shore Hospital | RN21 - Old Boiler House | Level 2 | RN21.02.003 | \Locations\Royal North Shore Hospital\RN21 - Old Boiler House\Level 2 | \Geography\Oceania\Australia\New South Wales\Sydney Northern\Willoughby\St Leonards | \Organizations\101-NSW Health\8899-NSLHD | RN-001505 | Fire Extinguisher - CO2 | Fire Extinguisher - CO2 - RN21.02.003 | \Classifications\Specification Class\Building Equipment\Fire Protection\Fire Protection Specialities\Fire Extinguishers\CO2 | Fire Suppression, Portable Fire Extinguisher, Carbon Dioxide | FS-PFE-CD | \Classifications\Specification Class\VBIS\FS - Fire Suppression\FS-PFE - Portable Fire Extinguisher\FS-PFE-CD - Carbon Dioxide |  | AMPAC | 3.5kg |  |  | RN-001505 | [6 empty] | 2023-07-25 | 2 - Normal | 2 - Good | 2 - Medium |  | 2 - Normal | Statutory | Preventive | High |  |  | 12y0M
1237 | Royal North Shore Hospital | RN21 - Old Boiler House | Level 2 | RN21.02.001 | \Locations\Royal North Shore Hospital\RN21 - Old Boiler House\Level 2\RN21.02.001 Stairway | \Geography\Oceania\Australia\New South Wales\Sydney Northern\Willoughby\St Leonards | \Organizations\101-NSW Health\8899-NSLHD | RN-001471 | Fire Indicator Panel | Fire Indicator Panel - RN21.02.001 | \Classifications\Specification Class\Building Equipment\Fire Protection\Fire Alarm Systems\Fire Alarm Panels | Fire Detection, Fire Detection Control Indicating Equipment, Main Panel | FD-FDCIE-MP | \Classifications\Specification Class\VBIS\FD - Fire Detection\FD-FDCIE - Fire Detection Control Indicating Equipment\FD-FDCIE-MP - Main Panel |  | AMPAC | AB800 |  |  | RN-001471 | [6 empty] | 2023-07-25 | 2 - Normal | 2 - Good | 3 - High |  | 2 - Normal | Statutory | Preventive | High |  |  | 9y7M | [9 empty] | #22
1238 | Royal North Shore Hospital | RN21 - Old Boiler House | Level 2 | RN21.02.003 | \Locations\Royal North Shore Hospital\RN21 - Old Boiler House\Level 2 | \Geography\Oceania\Australia\New South Wales\Sydney Northern\Willoughby\St Leonards | \Organizations\101-NSW Health\8899-NSLHD | RN-001472 | Fire Extinguisher - CO2 | Fire Extinguisher - CO2 - RN21.02.003 | \Classifications\Specification Class\Building Equipment\Fire Protection\Fire Protection Specialities\Fire Extinguishers\CO2 | Fire Suppression, Portable Fire Extinguisher, Carbon Dioxide | FS-PFE-CD | \Classifications\Specification Class\VBIS\FS - Fire Suppression\FS-PFE - Portable Fire Extinguisher\FS-PFE-CD - Carbon Dioxide |  | AMPAC | 3.5kg |  |  | RN-001472 | [6 empty] | 2023-07-25 | 2 - Normal | 2 - Good | 2 - Medium |  | 2 - Normal | Statutory | Preventive | High |  |  | 12y0M
1239 | Royal North Shore Hospital | RN21 - Old Boiler House | Level 2 | RN21.02.002 | \Locations\Royal North Shore Hospital\RN21 - Old Boiler House\Level 2\RN21.02.002 Stairway | \Geography\Oceania\Australia\New South Wales\Sydney Northern\Willoughby\St Leonards | \Organizations\101-NSW Health\8899-NSLHD | RN-001439 | Smoke Detector | Smoke Detector - RN21.02.002 | \Classifications\Specification Class\Building Equipment\Fire Protection\Fire Alarm Systems\Smoke Detectors | Fire Detection, Fire Detectors, Smoke | FD-FD-Sm | \Classifications\Specification Class\VBIS\FD - Fire Detection\FD-FD - Fire Detectors\FD-FD-Sm - Smoke |  | UNKNOWN |  |  |  | RN-001439 | [6 empty] | 2023-07-25 | 2 - Normal | 2 - Good | 2 - Medium |  | 2 - Normal | Statutory | Preventive | High |  |  | 16y0M
1240 | Royal North Shore Hospital | RN21 - Old Boiler House | Level 2 | RN21.02.003 | \Locations\Royal North Shore Hospital\RN21 - Old Boiler House\Level 2 | \Geography\Oceania\Australia\New South Wales\Sydney Northern\Willoughby\St Leonards | \Organizations\101-NSW Health\8899-NSLHD | RN-001447 | Smoke Detector | Smoke Detector - RN21.02.003 | \Classifications\Specification Class\Building Equipment\Fire Protection\Fire Alarm Systems\Smoke Detectors | Fire Detection, Fire Detectors, Smoke | FD-FD-Sm | \Classifications\Specification Class\VBIS\FD - Fire Detection\FD-FD - Fire Detectors\FD-FD-Sm - Smoke |  | UNKNOWN |  |  |  | RN-001447 | [6 empty] | 2023-07-25 | 2 - Normal | 2 - Good | 2 - Medium |  | 2 - Normal | Statutory | Preventive | High |  |  | 16y0M
1241 | Royal North Shore Hospital | RN21 - Old Boiler House | Level 2 | RN21.02.006 | \Locations\Royal North Shore Hospital\RN21 - Old Boiler House\Level 2 | \Geography\Oceania\Australia\New South Wales\Sydney Northern\Willoughby\St Leonards | \Organizations\101-NSW Health\8899-NSLHD | RN-001500 | Smoke Detector | Smoke Detector - RN21.02.006 | \Classifications\Specification Class\Building Equipment\Fire Protection\Fire Alarm Systems\Smoke Detectors | Fire Detection, Fire Detectors, Smoke | FD-FD-Sm | \Classifications\Specification Class\VBIS\FD - Fire Detection\FD-FD - Fire Detectors\FD-FD-Sm - Smoke |  | UNKNOWN |  |  |  | RN-001500 | [6 empty] | 2023-07-25 | 2 - Normal | 2 - Good | 2 - Medium |  | 2 - Normal | Statutory | Preventive | High |  |  | 16y0M
1242 | Royal North Shore Hospital | RN21 - Old Boiler House | Level 2 | RN21.02.003 | \Locations\Royal North Shore Hospital\RN21 - Old Boiler House\Level 2 | \Geography\Oceania\Australia\New South Wales\Sydney Northern\Willoughby\St Leonards | \Organizations\101-NSW Health\8899-NSLHD | RN-001469 | Smoke Detector | Smoke Detector - RN21.02.003 | \Classifications\Specification Class\Building Equipment\Fire Protection\Fire Alarm Systems\Smoke Detectors | Fire Detection, Fire Detectors, Smoke | FD-FD-Sm | \Classifications\Specification Class\VBIS\FD - Fire Detection\FD-FD - Fire Detectors\FD-FD-Sm - Smoke |  | UNKNOWN |  |  |  | RN-001469 | [6 empty] | 2023-07-25 | 2 - Normal | 2 - Good | 2 - Medium |  | 2 - Normal | Statutory | Preventive | High |  |  | 16y0M
1243 | Royal North Shore Hospital | RN21 - Old Boiler House | Level 2 | RN21.02.006 | \Locations\Royal North Shore Hospital\RN21 - Old Boiler House\Level 2 | \Geography\Oceania\Australia\New South Wales\Sydney Northern\Willoughby\St Leonards | \Organizations\101-NSW Health\8899-NSLHD | RN-001499 | Smoke Detector | Smoke Detector - RN21.02.006 | \Classifications\Specification Class\Building Equipment\Fire Protection\Fire Alarm Systems\Smoke Detectors | Fire Detection, Fire Detectors, Smoke | FD-FD-Sm | \Classifications\Specification Class\VBIS\FD - Fire Detection\FD-FD - Fire Detectors\FD-FD-Sm - Smoke |  | UNKNOWN |  |  |  | RN-001499 | [6 empty] | 2023-07-25 | 2 - Normal | 2 - Good | 2 - Medium |  | 2 - Normal | Statutory | Preventive | High |  |  | 16y0M
1244 | Royal North Shore Hospital | RN21 - Old Boiler House | Level 3 | RN21.03.001 | \Locations\Royal North Shore Hospital\RN21 - Old Boiler House\Roof\RN21.03.001 | \Geography\Oceania\Australia\New South Wales\Sydney Northern\Willoughby\St Leonards | \Organizations\101-NSW Health\8899-NSLHD | RN-001498 | Chilled Water/Hot Water Taps | Chilled Water/Hot Water Taps - RN21.03.001 | \Classifications\Specification Class\Food Service Equipment\Chilled Water/Hot Water Taps | Hydraulics, Potable Water Units, Water Filter Unit | HY-PWU-WFU | \Classifications\Specification Class\VBIS\HY - Hydraulics\HY-PWU - Potable Water Units\HY-PWU-WFU - Water Filter Unit |  | ZIP | BC 100/75 | Hydrotap | 2019061302041 | RN-001498 | [6 empty] | 2023-07-25 | 2 - Normal | 2 - Good | 1 - Low |  | 2 - Normal | Statutory | Preventive | Medium |  |  | 8y0M
1245 | Royal North Shore Hospital | RN21 - Old Boiler House | Level 3 | RN21.03.001 | \Locations\Royal North Shore Hospital\RN21 - Old Boiler House\Roof\RN21.03.001 | \Geography\Oceania\Australia\New South Wales\Sydney Northern\Willoughby\St Leonards | \Organizations\101-NSW Health\8899-NSLHD | RN-001473 | Fire Hose Reel | Fire Hose Reel - RN21.03.001 | \Classifications\Specification Class\Building Equipment\Fire Protection\Fire Protection Specialities\Fire Hose Reels | Fire Suppression, Fire Hose Reel | FS-FHR | \Classifications\Specification Class\VBIS\FS - Fire Suppression\FS-FHR - Fire Hose Reel |  | BFI | HRS 035-GI-019-RD | 36m |  | RN-001473 |  |  |  |  | 2020-01-01 |  | 2023-07-25 | 2 - Normal | 2 - Good | 2 - Medium |  | 2 - Normal | Statutory | Preventive | High |  |  | 11y4M
1246 | Royal North Shore Hospital | RN21 - Old Boiler House | Level 3 | RN21.03.001 | \Locations\Royal North Shore Hospital\RN21 - Old Boiler House\Roof\RN21.03.001 | \Geography\Oceania\Australia\New South Wales\Sydney Northern\Willoughby\St Leonards | \Organizations\101-NSW Health\8899-NSLHD | RN-001474 | Fire Extinguisher - CO2 | Fire Extinguisher - CO2 - RN21.03.001 | \Classifications\Specification Class\Building Equipment\Fire Protection\Fire Protection Specialities\Fire Extinguishers\CO2 | Fire Suppression, Portable Fire Extinguisher, Carbon Dioxide | FS-PFE-CD | \Classifications\Specification Class\VBIS\FS - Fire Suppression\FS-PFE - Portable Fire Extinguisher\FS-PFE-CD - Carbon Dioxide |  | AMPAC | 3.5kg |  |  | RN-001474 | [6 empty] | 2023-07-25 | 2 - Normal | 2 - Good | 2 - Medium |  | 2 - Normal | Statutory | Preventive | High |  |  | 12y0M
1247 | Royal North Shore Hospital | RN21 - Old Boiler House | Level 3 | RN21.03.001 | \Locations\Royal North Shore Hospital\RN21 - Old Boiler House\Roof\RN21.03.001 | \Geography\Oceania\Australia\New South Wales\Sydney Northern\Willoughby\St Leonards | \Organizations\101-NSW Health\8899-NSLHD | RN-001475 | Fire Blanket | Fire Blanket - RN21.03.001 | \Classifications\Specification Class\Building Equipment\Fire Protection\Other Fire Protection Systems\Fire Blankets | Fire Suppression, Fire Blanket | FS-FB | \Classifications\Specification Class\VBIS\FS - Fire Suppression\FS-FB - Fire Blanket |  | FLAMESTOP | FS120 | 1.2m X 1.2m |  | RN-001475 | [6 empty] | 2023-07-25 | 2 - Normal | 2 - Good | 2 - Medium |  | 2 - Normal | Statutory | Preventive | High |  |  | 8y0M
1248 | Royal North Shore Hospital | RN21 - Old Boiler House | Level 3 | RN21.03.001 | \Locations\Royal North Shore Hospital\RN21 - Old Boiler House\Roof\RN21.03.001 | \Geography\Oceania\Australia\New South Wales\Sydney Northern\Willoughby\St Leonards | \Organizations\101-NSW Health\8899-NSLHD | RN-001497 | Emergency Exit Sign | Emergency Exit Sign - RN21.03.001 | \Classifications\Specification Class\Building Equipment\Electrical\Other Electrical Systems\Emergency Light & Power Systems\Emergency Evacuation Lighting | Electrical Lighting, Emergency Lighting, Testing | EL-EL-Te | \Classifications\Specification Class\VBIS\EL - Electrical Lighting\EL-EL - Emergency Lighting\EL-EL-Te - Testing |  | CLEVERTRONICS | 24m |  |  | RN-001497 | [6 empty] | 2023-07-25 | 2 - Normal | 2 - Good | 2 - Medium |  | 2 - Normal | Statutory | Preventive | High |  |  | 20y0M
1249 | Royal North Shore Hospital | RN21 - Old Boiler House | Level 3 | RN21.03.016 | \Locations\Royal North Shore Hospital\RN21 - Old Boiler House | \Geography\Oceania\Australia\New South Wales\Sydney Northern\Willoughby\St Leonards | \Organizations\101-NSW Health\8899-NSLHD | RN-001496 | Emergency Exit Sign | Emergency Exit Sign - RN21.03.016 | \Classifications\Specification Class\Building Equipment\Electrical\Other Electrical Systems\Emergency Light & Power Systems\Emergency Evacuation Lighting | Electrical Lighting, Emergency Lighting, Testing | EL-EL-Te | \Classifications\Specification Class\VBIS\EL - Electrical Lighting\EL-EL - Emergency Lighting\EL-EL-Te - Testing |  | CLEVERTRONICS | 24m |  |  | RN-001496 | [6 empty] | 2023-07-25 | 2 - Normal | 2 - Good | 2 - Medium |  | 2 - Normal | Statutory | Preventive | High |  |  | 20y0M
1250 | Royal North Shore Hospital | RN21 - Old Boiler House | Level 3 | RN21.03.016 | \Locations\Royal North Shore Hospital\RN21 - Old Boiler House | \Geography\Oceania\Australia\New South Wales\Sydney Northern\Willoughby\St Leonards | \Organizations\101-NSW Health\8899-NSLHD | RN-001494 | Fire Extinguisher - CO2 | Fire Extinguisher - CO2 - RN21.03.016 | \Classifications\Specification Class\Building Equipment\Fire Protection\Fire Protection Specialities\Fire Extinguishers\CO2 | Fire Suppression, Portable Fire Extinguisher, Carbon Dioxide | FS-PFE-CD | \Classifications\Specification Class\VBIS\FS - Fire Suppression\FS-PFE - Portable Fire Extinguisher\FS-PFE-CD - Carbon Dioxide |  | AMPAC | 5.0kg |  |  | RN-001494 | [6 empty] | 2023-07-25 | 2 - Normal | 2 - Good | 2 - Medium |  | 2 - Normal | Statutory | Preventive | High |  |  | 12y0M
1251 | Royal North Shore Hospital | RN21 - Old Boiler House | Level 3 | RN21.03.012 | \Locations\Royal North Shore Hospital\RN21 - Old Boiler House | \Geography\Oceania\Australia\New South Wales\Sydney Northern\Willoughby\St Leonards | \Organizations\101-NSW Health\8899-NSLHD | RN-001493 | Smoke Detector | Smoke Detector - RN21.03.012 | \Classifications\Specification Class\Building Equipment\Fire Protection\Fire Alarm Systems\Smoke Detectors | Fire Detection, Fire Detectors, Smoke | FD-FD-Sm | \Classifications\Specification Class\VBIS\FD - Fire Detection\FD-FD - Fire Detectors\FD-FD-Sm - Smoke |  | UNKNOWN |  |  |  | RN-001493 | [6 empty] | 2023-07-25 | 2 - Normal | 2 - Good | 2 - Medium |  | 2 - Normal | Statutory | Preventive | High |  |  | 16y0M
1252 | Royal North Shore Hospital | RN21 - Old Boiler House | Level 3 | RN21.03.012 | \Locations\Royal North Shore Hospital\RN21 - Old Boiler House | \Geography\Oceania\Australia\New South Wales\Sydney Northern\Willoughby\St Leonards | \Organizations\101-NSW Health\8899-NSLHD | RN-001521 | Emergency Light | Emergency Light - RN21.03.012 | \Classifications\Specification Class\Building Equipment\Electrical\Other Electrical Systems\Emergency Light & Power Systems\Emergency Evacuation Lighting | Electrical Lighting, Emergency Lighting, Testing | EL-EL-Te | \Classifications\Specification Class\VBIS\EL - Electrical Lighting\EL-EL - Emergency Lighting\EL-EL-Te - Testing |  | UNKNOWN |  |  |  | RN-001521 | [6 empty] | 2023-07-25 | 2 - Normal | 2 - Good | 2 - Medium |  | 2 - Normal | Statutory | Preventive | High |  |  | 20y0M
1253 | Royal North Shore Hospital | RN21 - Old Boiler House | Level 3 | RN21.03.012 | \Locations\Royal North Shore Hospital\RN21 - Old Boiler House | \Geography\Oceania\Australia\New South Wales\Sydney Northern\Willoughby\St Leonards | \Organizations\101-NSW Health\8899-NSLHD | RN-001532 | Smoke Detector | Smoke Detector - RN21.03.012 | \Classifications\Specification Class\Building Equipment\Fire Protection\Fire Alarm Systems\Smoke Detectors | Fire Detection, Fire Detectors, Smoke | FD-FD-Sm | \Classifications\Specification Class\VBIS\FD - Fire Detection\FD-FD - Fire Detectors\FD-FD-Sm - Smoke |  | UNKNOWN |  |  |  | RN-001532 | [6 empty] | 2023-07-25 | 2 - Normal | 2 - Good | 2 - Medium |  | 2 - Normal | Statutory | Preventive | High |  |  | 16y0M
1254 | Royal North Shore Hospital | RN21 - Old Boiler House | Level 3 | RN21.03.016 | \Locations\Royal North Shore Hospital\RN21 - Old Boiler House | \Geography\Oceania\Australia\New South Wales\Sydney Northern\Willoughby\St Leonards | \Organizations\101-NSW Health\8899-NSLHD | RN-001495 | Fire Hose Reel | Fire Hose Reel - RN21.03.016 | \Classifications\Specification Class\Building Equipment\Fire Protection\Fire Protection Specialities\Fire Hose Reels | Fire Suppression, Fire Hose Reel | FS-FHR | \Classifications\Specification Class\VBIS\FS - Fire Suppression\FS-FHR - Fire Hose Reel |  | FLAMEGUARD | 36m |  |  | RN-001495 |  |  |  |  | 2009-01-01 |  | 2023-07-25 | 2 - Normal | 2 - Good | 2 - Medium | Expected life could be extended based on the visual condition assessment. | 2 - Normal | Statutory | Preventive | High |  |  | 0y4M
1255 | Royal North Shore Hospital | RN21 - Old Boiler House | Level 3 | RN21.03.012 | \Locations\Royal North Shore Hospital\RN21 - Old Boiler House | \Geography\Oceania\Australia\New South Wales\Sydney Northern\Willoughby\St Leonards | \Organizations\101-NSW Health\8899-NSLHD | RN-001527 | Smoke Detector | Smoke Detector - RN21.03.012 | \Classifications\Specification Class\Building Equipment\Fire Protection\Fire Alarm Systems\Smoke Detectors | Fire Detection, Fire Detectors, Smoke | FD-FD-Sm | \Classifications\Specification Class\VBIS\FD - Fire Detection\FD-FD - Fire Detectors\FD-FD-Sm - Smoke |  | UNKNOWN |  |  |  | RN-001527 | [6 empty] | 2023-07-25 | 2 - Normal | 2 - Good | 2 - Medium |  | 2 - Normal | Statutory | Preventive | High |  |  | 16y0M
1256 | Royal North Shore Hospital | RN21 - Old Boiler House | Level 3 | RN21.03.012 | \Locations\Royal North Shore Hospital\RN21 - Old Boiler House | \Geography\Oceania\Australia\New South Wales\Sydney Northern\Willoughby\St Leonards | \Organizations\101-NSW Health\8899-NSLHD | RN-001526 | Emergency Light | Emergency Light - RN21.03.012 | \Classifications\Specification Class\Building Equipment\Electrical\Other Electrical Systems\Emergency Light & Power Systems\Emergency Evacuation Lighting | Electrical Lighting, Emergency Lighting, Testing | EL-EL-Te | \Classifications\Specification Class\VBIS\EL - Electrical Lighting\EL-EL - Emergency Lighting\EL-EL-Te - Testing |  | UNKNOWN |  |  |  | RN-001526 | [6 empty] | 2023-07-25 | 2 - Normal | 2 - Good | 2 - Medium |  | 2 - Normal | Statutory | Preventive | High |  |  | 20y0M
1257 | Royal North Shore Hospital | RN21 - Old Boiler House | Level 3 | RN21.03.012 | \Locations\Royal North Shore Hospital\RN21 - Old Boiler House | \Geography\Oceania\Australia\New South Wales\Sydney Northern\Willoughby\St Leonards | \Organizations\101-NSW Health\8899-NSLHD | RN-001531 | Smoke Detector | Smoke Detector - RN21.03.012 | \Classifications\Specification Class\Building Equipment\Fire Protection\Fire Alarm Systems\Smoke Detectors | Fire Detection, Fire Detectors, Smoke | FD-FD-Sm | \Classifications\Specification Class\VBIS\FD - Fire Detection\FD-FD - Fire Detectors\FD-FD-Sm - Smoke |  | UNKNOWN |  |  |  | RN-001531 | [6 empty] | 2023-07-25 | 2 - Normal | 2 - Good | 2 - Medium |  | 2 - Normal | Statutory | Preventive | High |  |  | 16y0M
1258 | Royal North Shore Hospital | RN21 - Old Boiler House | Level 3 | RN21.03.012 | \Locations\Royal North Shore Hospital\RN21 - Old Boiler House | \Geography\Oceania\Australia\New South Wales\Sydney Northern\Willoughby\St Leonards | \Organizations\101-NSW Health\8899-NSLHD | RN-001536 | Emergency Exit Sign | Emergency Exit Sign - RN21.03.012 | \Classifications\Specification Class\Building Equipment\Electrical\Other Electrical Systems\Emergency Light & Power Systems\Emergency Evacuation Lighting | Electrical Lighting, Emergency Lighting, Testing | EL-EL-Te | \Classifications\Specification Class\VBIS\EL - Electrical Lighting\EL-EL - Emergency Lighting\EL-EL-Te - Testing |  | CLEVERTRONICS | 24m |  |  | RN-001536 | [6 empty] | 2023-07-25 | 2 - Normal | 2 - Good | 2 - Medium |  | 2 - Normal | Statutory | Preventive | High |  |  | 20y0M
1259 | Royal North Shore Hospital | RN21 - Old Boiler House | Level 3 | RN21.03.012 | \Locations\Royal North Shore Hospital\RN21 - Old Boiler House | \Geography\Oceania\Australia\New South Wales\Sydney Northern\Willoughby\St Leonards | \Organizations\101-NSW Health\8899-NSLHD | RN-001522 | Smoke Detector | Smoke Detector - RN21.03.012 | \Classifications\Specification Class\Building Equipment\Fire Protection\Fire Alarm Systems\Smoke Detectors | Fire Detection, Fire Detectors, Smoke | FD-FD-Sm | \Classifications\Specification Class\VBIS\FD - Fire Detection\FD-FD - Fire Detectors\FD-FD-Sm - Smoke |  | UNKNOWN |  |  |  | RN-001522 | [6 empty] | 2023-07-25 | 2 - Normal | 2 - Good | 2 - Medium |  | 2 - Normal | Statutory | Preventive | High |  |  | 16y0M
1260 | Royal North Shore Hospital | RN21 - Old Boiler House | Level 3 | RN21.03.012 | \Locations\Royal North Shore Hospital\RN21 - Old Boiler House | \Geography\Oceania\Australia\New South Wales\Sydney Northern\Willoughby\St Leonards | \Organizations\101-NSW Health\8899-NSLHD | RN-001492 | Smoke Detector - Cavity | Smoke Detector - Cavity - RN21.03.012 | \Classifications\Specification Class\Building Equipment\Fire Protection\Fire Alarm Systems\Smoke Detectors | Fire Detection, Fire Detectors, Smoke | FD-FD-Sm | \Classifications\Specification Class\VBIS\FD - Fire Detection\FD-FD - Fire Detectors\FD-FD-Sm - Smoke |  | UNKNOWN |  |  |  | RN-001492 | [6 empty] | 2023-07-25 | 2 - Normal | 2 - Good | 2 - Medium |  | 2 - Normal | Statutory | Preventive | High |  |  | 16y0M
1261 | Royal North Shore Hospital | RN21 - Old Boiler House | Level 1 | RN21.01.008 | \Locations\Royal North Shore Hospital\RN21 - Old Boiler House\Level 1\RN21.01.008 Infrashore Work Stations | \Geography\Oceania\Australia\New South Wales\Sydney Northern\Willoughby\St Leonards | \Organizations\101-NSW Health\8899-NSLHD | RN-001541 | Fire Extinguisher - CO2 | Fire Extinguisher - CO2 - RN21.01.008 | \Classifications\Specification Class\Building Equipment\Fire Protection\Fire Protection Specialities\Fire Extinguishers\CO2 | Fire Suppression, Portable Fire Extinguisher, Carbon Dioxide | FS-PFE-CD | \Classifications\Specification Class\VBIS\FS - Fire Suppression\FS-PFE - Portable Fire Extinguisher\FS-PFE-CD - Carbon Dioxide |  | AMPAC | 3.5kg |  |  | RN-001541 | [6 empty] | 2023-07-25 | 2 - Normal | 2 - Good | 2 - Medium |  | 2 - Normal | Statutory | Preventive | High |  |  | 12y0M
1262 | Royal North Shore Hospital | RN21 - Old Boiler House | Level 3 | RN21.03.012 | \Locations\Royal North Shore Hospital\RN21 - Old Boiler House | \Geography\Oceania\Australia\New South Wales\Sydney Northern\Willoughby\St Leonards | \Organizations\101-NSW Health\8899-NSLHD | RN-001491 | Smoke Detector - Cavity | Smoke Detector - Cavity - RN21.03.012 | \Classifications\Specification Class\Building Equipment\Fire Protection\Fire Alarm Systems\Smoke Detectors | Fire Detection, Fire Detectors, Smoke | FD-FD-Sm | \Classifications\Specification Class\VBIS\FD - Fire Detection\FD-FD - Fire Detectors\FD-FD-Sm - Smoke |  | UNKNOWN |  |  |  | RN-001491 | [6 empty] | 2023-07-25 | 2 - Normal | 2 - Good | 2 - Medium |  | 2 - Normal | Statutory | Preventive | High |  |  | 16y0M
1263 | Royal North Shore Hospital | RN21 - Old Boiler House | Level 1 | RN21.01.002 | \Locations\Royal North Shore Hospital\RN21 - Old Boiler House\Level 1\RN21.01.002 Infrashore Office | \Geography\Oceania\Australia\New South Wales\Sydney Northern\Willoughby\St Leonards | \Organizations\101-NSW Health\8899-NSLHD | RN-001542 | Fire Extinguisher - CO2 | Fire Extinguisher - CO2 - RN21.01.002 | \Classifications\Specification Class\Building Equipment\Fire Protection\Fire Protection Specialities\Fire Extinguishers\CO2 | Fire Suppression, Portable Fire Extinguisher, Carbon Dioxide | FS-PFE-CD | \Classifications\Specification Class\VBIS\FS - Fire Suppression\FS-PFE - Portable Fire Extinguisher\FS-PFE-CD - Carbon Dioxide |  | AMPAC | 3.5kg |  |  | RN-001542 | [6 empty] | 2023-07-25 | 2 - Normal | 2 - Good | 2 - Medium |  | 2 - Normal | Statutory | Preventive | High |  |  | 12y0M
1264 | Royal North Shore Hospital | RN21 - Old Boiler House | Level 1 | RN21.01.002 | \Locations\Royal North Shore Hospital\RN21 - Old Boiler House\Level 1\RN21.01.002 Infrashore Office | \Geography\Oceania\Australia\New South Wales\Sydney Northern\Willoughby\St Leonards | \Organizations\101-NSW Health\8899-NSLHD | RN-001543 | Fire Hose Reel | Fire Hose Reel - RN21.01.002 | \Classifications\Specification Class\Building Equipment\Fire Protection\Fire Protection Specialities\Fire Hose Reels | Fire Suppression, Fire Hose Reel | FS-FHR | \Classifications\Specification Class\VBIS\FS - Fire Suppression\FS-FHR - Fire Hose Reel |  | FIREND | HR36F | 36m |  | RN-001543 |  |  |  |  | 2008-01-01 |  | 2023-07-25 | 2 - Normal | 2 - Good | 2 - Medium | Expected life could be extended based on the visual condition assessment. | 2 - Normal | Statutory | Preventive | High |  |  | 0y0M
1265 | Royal North Shore Hospital | RN21 - Old Boiler House | Level 1 | RN21.01.014 | \Locations\Royal North Shore Hospital\RN21 - Old Boiler House\Level 1\RN21.01.014 Infrashore Office | \Geography\Oceania\Australia\New South Wales\Sydney Northern\Willoughby\St Leonards | \Organizations\101-NSW Health\8899-NSLHD | RN-001545 | Chilled Water/Hot Water Taps | Chilled Water/Hot Water Taps - RN21.01.014 | \Classifications\Specification Class\Food Service Equipment\Chilled Water/Hot Water Taps | Hydraulics, Potable Water Units, Water Filter Unit | HY-PWU-WFU | \Classifications\Specification Class\VBIS\HY - Hydraulics\HY-PWU - Potable Water Units\HY-PWU-WFU - Water Filter Unit |  | ZIP | BC 120/60 | Hydrotap |  | RN-001545 | [6 empty] | 2023-07-25 | 2 - Normal | 2 - Good | 1 - Low |  | 2 - Normal | Statutory | Preventive | Medium |  |  | 8y0M
1266 | Royal North Shore Hospital | RN21 - Old Boiler House | Level 1 | RN21.01.002 | \Locations\Royal North Shore Hospital\RN21 - Old Boiler House\Level 1\RN21.01.002 Infrashore Office | \Geography\Oceania\Australia\New South Wales\Sydney Northern\Willoughby\St Leonards | \Organizations\101-NSW Health\8899-NSLHD | RN-001546 | Emergency Exit Sign | Emergency Exit Sign - RN21.01.002 | \Classifications\Specification Class\Building Equipment\Electrical\Other Electrical Systems\Emergency Light & Power Systems\Emergency Evacuation Lighting | Electrical Lighting, Emergency Lighting, Testing | EL-EL-Te | \Classifications\Specification Class\VBIS\EL - Electrical Lighting\EL-EL - Emergency Lighting\EL-EL-Te - Testing |  | CLEVERTRONICS | 24m |  |  | RN-001546 | [6 empty] | 2023-07-25 | 2 - Normal | 2 - Good | 2 - Medium |  | 2 - Normal | Statutory | Preventive | High |  |  | 20y0M
1267 | Royal North Shore Hospital | RN21 - Old Boiler House | Level 1 | RN21.01.018 | \Locations\Royal North Shore Hospital\RN21 - Old Boiler House\Level 1\RN21.01.018 Infrashore Comms Room | \Geography\Oceania\Australia\New South Wales\Sydney Northern\Willoughby\St Leonards | \Organizations\101-NSW Health\8899-NSLHD | RN-001547 | Emergency Exit Sign | Emergency Exit Sign - RN21.01.018 | \Classifications\Specification Class\Building Equipment\Electrical\Other Electrical Systems\Emergency Light & Power Systems\Emergency Evacuation Lighting | Electrical Lighting, Emergency Lighting, Testing | EL-EL-Te | \Classifications\Specification Class\VBIS\EL - Electrical Lighting\EL-EL - Emergency Lighting\EL-EL-Te - Testing |  | EKTOR | 24m |  |  | RN-001547 | [6 empty] | 2023-07-25 | 2 - Normal | 2 - Good | 2 - Medium |  | 2 - Normal | Statutory | Preventive | High |  |  | 20y0M
1268 | Royal North Shore Hospital | RN21 - Old Boiler House | Level 1 | RN21.01.002 | \Locations\Royal North Shore Hospital\RN21 - Old Boiler House\Level 1\RN21.01.002 Infrashore Office | \Geography\Oceania\Australia\New South Wales\Sydney Northern\Willoughby\St Leonards | \Organizations\101-NSW Health\8899-NSLHD | RN-001548 | Emergency Exit Sign | Emergency Exit Sign - RN21.01.002 | \Classifications\Specification Class\Building Equipment\Electrical\Other Electrical Systems\Emergency Light & Power Systems\Emergency Evacuation Lighting | Electrical Lighting, Emergency Lighting, Testing | EL-EL-Te | \Classifications\Specification Class\VBIS\EL - Electrical Lighting\EL-EL - Emergency Lighting\EL-EL-Te - Testing |  | CLEVERTRONICS | 24m |  |  | RN-001548 | [6 empty] | 2023-07-25 | 2 - Normal | 2 - Good | 2 - Medium |  | 2 - Normal | Statutory | Preventive | High |  |  | 20y0M
1269 | Royal North Shore Hospital | RN21 - Old Boiler House | Level 1 | RN21.01.001 | \Locations\Royal North Shore Hospital\RN21 - Old Boiler House\Level 1\RN21.01.001 Infrashore Lobby | \Geography\Oceania\Australia\New South Wales\Sydney Northern\Willoughby\St Leonards | \Organizations\101-NSW Health\8899-NSLHD | RN-001551 | Emergency Exit Sign | Emergency Exit Sign - RN21.01.001 | \Classifications\Specification Class\Building Equipment\Electrical\Other Electrical Systems\Emergency Light & Power Systems\Emergency Evacuation Lighting | Electrical Lighting, Emergency Lighting, Testing | EL-EL-Te | \Classifications\Specification Class\VBIS\EL - Electrical Lighting\EL-EL - Emergency Lighting\EL-EL-Te - Testing |  | CLEVERTRONICS | 24m |  |  | RN-001551 | [6 empty] | 2023-07-25 | 2 - Normal | 2 - Good | 2 - Medium |  | 2 - Normal | Statutory | Preventive | High |  |  | 20y0M
1270 | Royal North Shore Hospital | RN21 - Old Boiler House | Level 1 | RN21.01.001 | \Locations\Royal North Shore Hospital\RN21 - Old Boiler House\Level 1\RN21.01.001 Infrashore Lobby | \Geography\Oceania\Australia\New South Wales\Sydney Northern\Willoughby\St Leonards | \Organizations\101-NSW Health\8899-NSLHD | RN-001553 | Fire Hose Reel | Fire Hose Reel - RN21.01.001 | \Classifications\Specification Class\Building Equipment\Fire Protection\Fire Protection Specialities\Fire Hose Reels | Fire Suppression, Fire Hose Reel | FS-FHR | \Classifications\Specification Class\VBIS\FS - Fire Suppression\FS-FHR - Fire Hose Reel |  | BFI | HRS 035-GI-019-RD | 36m |  | RN-001553 |  |  |  |  | 2020-01-01 |  | 2023-07-25 | 2 - Normal | 2 - Good | 2 - Medium |  | 2 - Normal | Statutory | Preventive | High |  |  | 11y4M
1271 | Royal North Shore Hospital | RN21 - Old Boiler House | Level 1 | RN21.01.001 | \Locations\Royal North Shore Hospital\RN21 - Old Boiler House\Level 1\RN21.01.001 Infrashore Lobby | \Geography\Oceania\Australia\New South Wales\Sydney Northern\Willoughby\St Leonards | \Organizations\101-NSW Health\8899-NSLHD | RN-001552 | Fire Extinguisher - CO2 | Fire Extinguisher - CO2 - RN21.01.001 | \Classifications\Specification Class\Building Equipment\Fire Protection\Fire Protection Specialities\Fire Extinguishers\CO2 | Fire Suppression, Portable Fire Extinguisher, Carbon Dioxide | FS-PFE-CD | \Classifications\Specification Class\VBIS\FS - Fire Suppression\FS-PFE - Portable Fire Extinguisher\FS-PFE-CD - Carbon Dioxide |  | AMPAC | 3.5kg |  |  | RN-001552 | [6 empty] | 2023-07-25 | 2 - Normal | 2 - Good | 2 - Medium |  | 2 - Normal | Statutory | Preventive | High |  |  | 12y0M
1272 | Royal North Shore Hospital | RN21 - Old Boiler House | Level 1 | RN21.01.014 | \Locations\Royal North Shore Hospital\RN21 - Old Boiler House\Level 1\RN21.01.014 Infrashore Office | \Geography\Oceania\Australia\New South Wales\Sydney Northern\Willoughby\St Leonards | \Organizations\101-NSW Health\8899-NSLHD | RN-001544 | Fire Blanket | Fire Blanket - RN21.01.014 | \Classifications\Specification Class\Building Equipment\Fire Protection\Other Fire Protection Systems\Fire Blankets | Fire Suppression, Fire Blanket | FS-FB | \Classifications\Specification Class\VBIS\FS - Fire Suppression\FS-FB - Fire Blanket |  | EXELGARD | 1.2m X 1.8m |  |  | RN-001544 | [6 empty] | 2023-07-25 | 2 - Normal | 2 - Good | 2 - Medium |  | 2 - Normal | Statutory | Preventive | High |  |  | 8y0M
1273 | Royal North Shore Hospital | RN21 - Old Boiler House | Level 1 | RN21.01.014 | \Locations\Royal North Shore Hospital\RN21 - Old Boiler House\Level 1\RN21.01.014 Infrashore Office | \Geography\Oceania\Australia\New South Wales\Sydney Northern\Willoughby\St Leonards | \Organizations\101-NSW Health\8899-NSLHD | RN-001478 | Smoke Detector | Smoke Detector - RN21.01.014 | \Classifications\Specification Class\Building Equipment\Fire Protection\Fire Alarm Systems\Smoke Detectors | Fire Detection, Fire Detectors, Smoke | FD-FD-Sm | \Classifications\Specification Class\VBIS\FD - Fire Detection\FD-FD - Fire Detectors\FD-FD-Sm - Smoke |  | UNKNOWN |  |  |  | RN-001478 | [6 empty] | 2023-07-25 | 2 - Normal | 2 - Good | 2 - Medium |  | 2 - Normal | Statutory | Preventive | High |  |  | 16y0M
1274 | Royal North Shore Hospital | RN21 - Old Boiler House | Level 1 | RN21.01.018 | \Locations\Royal North Shore Hospital\RN21 - Old Boiler House\Level 1\RN21.01.018 Infrashore Comms Room | \Geography\Oceania\Australia\New South Wales\Sydney Northern\Willoughby\St Leonards | \Organizations\101-NSW Health\8899-NSLHD | RN-001479 | Smoke Detector | Smoke Detector - RN21.01.018 | \Classifications\Specification Class\Building Equipment\Fire Protection\Fire Alarm Systems\Smoke Detectors | Fire Detection, Fire Detectors, Smoke | FD-FD-Sm | \Classifications\Specification Class\VBIS\FD - Fire Detection\FD-FD - Fire Detectors\FD-FD-Sm - Smoke |  | UNKNOWN |  |  |  | RN-001479 | [6 empty] | 2023-07-25 | 2 - Normal | 2 - Good | 2 - Medium |  | 2 - Normal | Statutory | Preventive | High |  |  | 16y0M
1275 | Royal North Shore Hospital | RN21 - Old Boiler House | Level 1 | RN21.01.015 | \Locations\Royal North Shore Hospital\RN21 - Old Boiler House\Level 1\RN21.01.015 Infrashore Work Station | \Geography\Oceania\Australia\New South Wales\Sydney Northern\Willoughby\St Leonards | \Organizations\101-NSW Health\8899-NSLHD | RN-001490 | Smoke Detector | Smoke Detector - RN21.01.015 | \Classifications\Specification Class\Building Equipment\Fire Protection\Fire Alarm Systems\Smoke Detectors | Fire Detection, Fire Detectors, Smoke | FD-FD-Sm | \Classifications\Specification Class\VBIS\FD - Fire Detection\FD-FD - Fire Detectors\FD-FD-Sm - Smoke |  | UNKNOWN |  |  |  | RN-001490 | [6 empty] | 2023-07-25 | 2 - Normal | 2 - Good | 2 - Medium |  | 2 - Normal | Statutory | Preventive | High |  |  | 16y0M
1276 | Royal North Shore Hospital | RN21 - Old Boiler House | Level 1 | RN21.01.015 | \Locations\Royal North Shore Hospital\RN21 - Old Boiler House\Level 1\RN21.01.015 Infrashore Work Station | \Geography\Oceania\Australia\New South Wales\Sydney Northern\Willoughby\St Leonards | \Organizations\101-NSW Health\8899-NSLHD | RN-001489 | Smoke Detector | Smoke Detector - RN21.01.015 | \Classifications\Specification Class\Building Equipment\Fire Protection\Fire Alarm Systems\Smoke Detectors | Fire Detection, Fire Detectors, Smoke | FD-FD-Sm | \Classifications\Specification Class\VBIS\FD - Fire Detection\FD-FD - Fire Detectors\FD-FD-Sm - Smoke |  | UNKNOWN |  |  |  | RN-001489 | [6 empty] | 2023-07-25 | 2 - Normal | 2 - Good | 2 - Medium |  | 2 - Normal | Statutory | Preventive | High |  |  | 16y0M
1277 | Royal North Shore Hospital | RN21 - Old Boiler House | Level 1 | RN21.01.006 | \Locations\Royal North Shore Hospital\RN21 - Old Boiler House\Level 1\RN21.01.006 Infrashore Work Stations | \Geography\Oceania\Australia\New South Wales\Sydney Northern\Willoughby\St Leonards | \Organizations\101-NSW Health\8899-NSLHD | RN-001477 | Smoke Detector | Smoke Detector - RN21.01.006 | \Classifications\Specification Class\Building Equipment\Fire Protection\Fire Alarm Systems\Smoke Detectors | Fire Detection, Fire Detectors, Smoke | FD-FD-Sm | \Classifications\Specification Class\VBIS\FD - Fire Detection\FD-FD - Fire Detectors\FD-FD-Sm - Smoke |  | UNKNOWN |  |  |  | RN-001477 | [6 empty] | 2023-07-25 | 2 - Normal | 2 - Good | 2 - Medium |  | 2 - Normal | Statutory | Preventive | High |  |  | 16y0M
1278 | Royal North Shore Hospital | RN21 - Old Boiler House | Level 1 | RN21.01.008 | \Locations\Royal North Shore Hospital\RN21 - Old Boiler House\Level 1\RN21.01.008 Infrashore Work Stations | \Geography\Oceania\Australia\New South Wales\Sydney Northern\Willoughby\St Leonards | \Organizations\101-NSW Health\8899-NSLHD | RN-001484 | Smoke Detector | Smoke Detector - RN21.01.008 | \Classifications\Specification Class\Building Equipment\Fire Protection\Fire Alarm Systems\Smoke Detectors | Fire Detection, Fire Detectors, Smoke | FD-FD-Sm | \Classifications\Specification Class\VBIS\FD - Fire Detection\FD-FD - Fire Detectors\FD-FD-Sm - Smoke |  | UNKNOWN |  |  |  | RN-001484 | [6 empty] | 2023-07-25 | 2 - Normal | 2 - Good | 2 - Medium |  | 2 - Normal | Statutory | Preventive | High |  |  | 16y0M
1279 | Royal North Shore Hospital | RN21 - Old Boiler House | Level 1 | RN21.01.008 | \Locations\Royal North Shore Hospital\RN21 - Old Boiler House\Level 1\RN21.01.008 Infrashore Work Stations | \Geography\Oceania\Australia\New South Wales\Sydney Northern\Willoughby\St Leonards | \Organizations\101-NSW Health\8899-NSLHD | RN-001556 | Smoke Detector | Smoke Detector - RN21.01.008 | \Classifications\Specification Class\Building Equipment\Fire Protection\Fire Alarm Systems\Smoke Detectors | Fire Detection, Fire Detectors, Smoke | FD-FD-Sm | \Classifications\Specification Class\VBIS\FD - Fire Detection\FD-FD - Fire Detectors\FD-FD-Sm - Smoke |  | UNKNOWN |  |  |  | RN-001556 | [6 empty] | 2023-07-25 | 2 - Normal | 2 - Good | 2 - Medium |  | 2 - Normal | Statutory | Preventive | High |  |  | 16y0M
1280 | Royal North Shore Hospital | RN21 - Old Boiler House | Level 1 | RN21.01.002 | \Locations\Royal North Shore Hospital\RN21 - Old Boiler House\Level 1\RN21.01.002 Infrashore Office | \Geography\Oceania\Australia\New South Wales\Sydney Northern\Willoughby\St Leonards | \Organizations\101-NSW Health\8899-NSLHD | RN-001575 | Smoke Detector | Smoke Detector - RN21.01.002 | \Classifications\Specification Class\Building Equipment\Fire Protection\Fire Alarm Systems\Smoke Detectors | Fire Detection, Fire Detectors, Smoke | FD-FD-Sm | \Classifications\Specification Class\VBIS\FD - Fire Detection\FD-FD - Fire Detectors\FD-FD-Sm - Smoke |  | UNKNOWN |  |  |  | RN-001575 | [6 empty] | 2023-07-25 | 2 - Normal | 2 - Good | 2 - Medium |  | 2 - Normal | Statutory | Preventive | High |  |  | 16y0M
1281 | Royal North Shore Hospital | RN21 - Old Boiler House | Level 1 | RN21.01.002 | \Locations\Royal North Shore Hospital\RN21 - Old Boiler House\Level 1\RN21.01.002 Infrashore Office | \Geography\Oceania\Australia\New South Wales\Sydney Northern\Willoughby\St Leonards | \Organizations\101-NSW Health\8899-NSLHD | RN-001570 | Smoke Detector | Smoke Detector - RN21.01.002 | \Classifications\Specification Class\Building Equipment\Fire Protection\Fire Alarm Systems\Smoke Detectors | Fire Detection, Fire Detectors, Smoke | FD-FD-Sm | \Classifications\Specification Class\VBIS\FD - Fire Detection\FD-FD - Fire Detectors\FD-FD-Sm - Smoke |  | UNKNOWN |  |  |  | RN-001570 | [6 empty] | 2023-07-25 | 2 - Normal | 2 - Good | 2 - Medium |  | 2 - Normal | Statutory | Preventive | High |  |  | 16y0M
1282 | Royal North Shore Hospital | RN21 - Old Boiler House | Level 1 | RN21.01.020 | \Locations\Royal North Shore Hospital\RN21 - Old Boiler House\Level 1\RN21.01.020 Infrashore Reception | \Geography\Oceania\Australia\New South Wales\Sydney Northern\Willoughby\St Leonards | \Organizations\101-NSW Health\8899-NSLHD | RN-001561 | Smoke Detector | Smoke Detector - RN21.01.020 | \Classifications\Specification Class\Building Equipment\Fire Protection\Fire Alarm Systems\Smoke Detectors | Fire Detection, Fire Detectors, Smoke | FD-FD-Sm | \Classifications\Specification Class\VBIS\FD - Fire Detection\FD-FD - Fire Detectors\FD-FD-Sm - Smoke |  | UNKNOWN |  |  |  | RN-001561 | [6 empty] | 2023-07-25 | 2 - Normal | 2 - Good | 2 - Medium |  | 2 - Normal | Statutory | Preventive | High |  |  | 16y0M
1283 | Royal North Shore Hospital | RN21 - Old Boiler House | Level 1 | RN21.01.016 | \Locations\Royal North Shore Hospital\RN21 - Old Boiler House\Level 1\RN21.01.016 Infrashore Corridor | \Geography\Oceania\Australia\New South Wales\Sydney Northern\Willoughby\St Leonards | \Organizations\101-NSW Health\8899-NSLHD | RN-001565 | Smoke Detector | Smoke Detector - RN21.01.016 | \Classifications\Specification Class\Building Equipment\Fire Protection\Fire Alarm Systems\Smoke Detectors | Fire Detection, Fire Detectors, Smoke | FD-FD-Sm | \Classifications\Specification Class\VBIS\FD - Fire Detection\FD-FD - Fire Detectors\FD-FD-Sm - Smoke |  | UNKNOWN |  |  |  | RN-001565 | [6 empty] | 2023-07-25 | 2 - Normal | 2 - Good | 2 - Medium |  | 2 - Normal | Statutory | Preventive | High |  |  | 16y0M
1284 | Royal North Shore Hospital | RN21 - Old Boiler House | Level 1 | RN21.01.017 | \Locations\Royal North Shore Hospital\RN21 - Old Boiler House\Level 1\RN21.01.017 Infrashore Male Toilet | \Geography\Oceania\Australia\New South Wales\Sydney Northern\Willoughby\St Leonards | \Organizations\101-NSW Health\8899-NSLHD | RN-001566 | Smoke Detector | Smoke Detector - RN21.01.017 | \Classifications\Specification Class\Building Equipment\Fire Protection\Fire Alarm Systems\Smoke Detectors | Fire Detection, Fire Detectors, Smoke | FD-FD-Sm | \Classifications\Specification Class\VBIS\FD - Fire Detection\FD-FD - Fire Detectors\FD-FD-Sm - Smoke |  | UNKNOWN |  |  |  | RN-001566 | [6 empty] | 2023-07-25 | 2 - Normal | 2 - Good | 2 - Medium |  | 2 - Normal | Statutory | Preventive | High |  |  | 16y0M
1285 | Royal North Shore Hospital | RN21 - Old Boiler House | Level 1 | RN21.01.005 | \Locations\Royal North Shore Hospital\RN21 - Old Boiler House\Level 1\RN21.01.005 Infrashore Office | \Geography\Oceania\Australia\New South Wales\Sydney Northern\Willoughby\St Leonards | \Organizations\101-NSW Health\8899-NSLHD | RN-001560 | Smoke Detector | Smoke Detector - RN21.01.005 | \Classifications\Specification Class\Building Equipment\Fire Protection\Fire Alarm Systems\Smoke Detectors | Fire Detection, Fire Detectors, Smoke | FD-FD-Sm | \Classifications\Specification Class\VBIS\FD - Fire Detection\FD-FD - Fire Detectors\FD-FD-Sm - Smoke |  | UNKNOWN |  |  |  | RN-001560 | [6 empty] | 2023-07-25 | 2 - Normal | 2 - Good | 2 - Medium |  | 2 - Normal | Statutory | Preventive | High |  |  | 16y0M
1286 | Royal North Shore Hospital | RN21 - Old Boiler House | Level 1 | RN21.01.005 | \Locations\Royal North Shore Hospital\RN21 - Old Boiler House\Level 1\RN21.01.005 Infrashore Office | \Geography\Oceania\Australia\New South Wales\Sydney Northern\Willoughby\St Leonards | \Organizations\101-NSW Health\8899-NSLHD | RN-001574 | Fire Extinguisher - CO2 | Fire Extinguisher - CO2 - RN21.01.005 | \Classifications\Specification Class\Building Equipment\Fire Protection\Fire Protection Specialities\Fire Extinguishers\CO2 | Fire Suppression, Portable Fire Extinguisher, Carbon Dioxide | FS-PFE-CD | \Classifications\Specification Class\VBIS\FS - Fire Suppression\FS-PFE - Portable Fire Extinguisher\FS-PFE-CD - Carbon Dioxide |  | FLAMESTOP | 5.0kg |  |  | RN-001574 | [6 empty] | 2023-07-25 | 2 - Normal | 2 - Good | 2 - Medium |  | 2 - Normal | Statutory | Preventive | High |  |  | 12y0M
1287 | Royal North Shore Hospital | RN21 - Old Boiler House | Level 1 | RN21.01.003 | \Locations\Royal North Shore Hospital\RN21 - Old Boiler House\Level 1\RN21.01.003 Infrashore Printing Area | \Geography\Oceania\Australia\New South Wales\Sydney Northern\Willoughby\St Leonards | \Organizations\101-NSW Health\8899-NSLHD | RN-001557 | Smoke Detector | Smoke Detector - RN21.01.003 | \Classifications\Specification Class\Building Equipment\Fire Protection\Fire Alarm Systems\Smoke Detectors | Fire Detection, Fire Detectors, Smoke | FD-FD-Sm | \Classifications\Specification Class\VBIS\FD - Fire Detection\FD-FD - Fire Detectors\FD-FD-Sm - Smoke |  | UNKNOWN |  |  |  | RN-001557 | [6 empty] | 2023-07-25 | 2 - Normal | 2 - Good | 2 - Medium |  | 2 - Normal | Statutory | Preventive | High |  |  | 16y0M
1288 | Royal North Shore Hospital | RN21 - Old Boiler House | Level 1 | RN21.01.021 | \Locations\Royal North Shore Hospital\RN21 - Old Boiler House\Level 1 | \Geography\Oceania\Australia\New South Wales\Sydney Northern\Willoughby\St Leonards | \Organizations\101-NSW Health\8899-NSLHD | RN-001562 | Emergency Exit Sign | Emergency Exit Sign - RN21.01.021 | \Classifications\Specification Class\Building Equipment\Electrical\Other Electrical Systems\Emergency Light & Power Systems\Emergency Evacuation Lighting | Electrical Lighting, Emergency Lighting, Testing | EL-EL-Te | \Classifications\Specification Class\VBIS\EL - Electrical Lighting\EL-EL - Emergency Lighting\EL-EL-Te - Testing |  | CLEVERTRONICS | 24m |  |  | RN-001562 | [6 empty] | 2023-07-25 | 2 - Normal | 2 - Good | 2 - Medium |  | 2 - Normal | Statutory | Preventive | High |  |  | 20y0M
1289 | Royal North Shore Hospital | RN21 - Old Boiler House | Level 1 | RN21.01.021 | \Locations\Royal North Shore Hospital\RN21 - Old Boiler House\Level 1 | \Geography\Oceania\Australia\New South Wales\Sydney Northern\Willoughby\St Leonards | \Organizations\101-NSW Health\8899-NSLHD | RN-001567 | Smoke Detector | Smoke Detector - RN21.01.021 | \Classifications\Specification Class\Building Equipment\Fire Protection\Fire Alarm Systems\Smoke Detectors | Fire Detection, Fire Detectors, Smoke | FD-FD-Sm | \Classifications\Specification Class\VBIS\FD - Fire Detection\FD-FD - Fire Detectors\FD-FD-Sm - Smoke |  | UNKNOWN |  |  |  | RN-001567 | [6 empty] | 2023-07-25 | 2 - Normal | 2 - Good | 2 - Medium |  | 2 - Normal | Statutory | Preventive | High |  |  | 16y0M
1290 | Royal North Shore Hospital | RN21 - Old Boiler House | Level 1 | RN21.01.021 | \Locations\Royal North Shore Hospital\RN21 - Old Boiler House\Level 1 | \Geography\Oceania\Australia\New South Wales\Sydney Northern\Willoughby\St Leonards | \Organizations\101-NSW Health\8899-NSLHD | RN-001558 | Emergency Light | Emergency Light - RN21.01.021 | \Classifications\Specification Class\Building Equipment\Electrical\Other Electrical Systems\Emergency Light & Power Systems\Emergency Evacuation Lighting | Electrical Lighting, Emergency Lighting, Testing | EL-EL-Te | \Classifications\Specification Class\VBIS\EL - Electrical Lighting\EL-EL - Emergency Lighting\EL-EL-Te - Testing |  | UNKNOWN |  |  |  | RN-001558 | [6 empty] | 2023-07-25 | 2 - Normal | 2 - Good | 2 - Medium |  | 2 - Normal | Statutory | Preventive | High |  |  | 20y0M
1291 | Royal North Shore Hospital | RN21 - Old Boiler House | Level 1 | RN21.01.021 | \Locations\Royal North Shore Hospital\RN21 - Old Boiler House\Level 1 | \Geography\Oceania\Australia\New South Wales\Sydney Northern\Willoughby\St Leonards | \Organizations\101-NSW Health\8899-NSLHD | RN-001563 | Smoke Detector | Smoke Detector - RN21.01.021 | \Classifications\Specification Class\Building Equipment\Fire Protection\Fire Alarm Systems\Smoke Detectors | Fire Detection, Fire Detectors, Smoke | FD-FD-Sm | \Classifications\Specification Class\VBIS\FD - Fire Detection\FD-FD - Fire Detectors\FD-FD-Sm - Smoke |  | UNKNOWN |  |  |  | RN-001563 | [6 empty] | 2023-07-25 | 2 - Normal | 2 - Good | 2 - Medium |  | 2 - Normal | Statutory | Preventive | High |  |  | 16y0M
1292 | Royal North Shore Hospital | RN21 - Old Boiler House | Level 1 | RN21.01.021 | \Locations\Royal North Shore Hospital\RN21 - Old Boiler House\Level 1 | \Geography\Oceania\Australia\New South Wales\Sydney Northern\Willoughby\St Leonards | \Organizations\101-NSW Health\8899-NSLHD | RN-001568 | Smoke Doors - Single Leaf | Smoke Doors - Single Leaf - RN21.01.021 | \Classifications\Specification Class\Building Equipment\Fire Protection\Fire Protection Specialities\Smoke Doors | Structure, Doors Fire Rated | ST-DFR | \Classifications\Specification Class\VBIS\ST - Structure\ST-DFR - Doors Fire Rated |  | UNKNOWN |  |  |  | RN-001568 | [6 empty] | 2023-07-25 | 2 - Normal | 2 - Good | 2 - Medium |  | 2 - Normal | Statutory | Preventive | High |  |  | 20y0M
1293 | Royal North Shore Hospital | RN21 - Old Boiler House | Level 1 | RN21.01.022 | \Locations\Royal North Shore Hospital\RN21 - Old Boiler House\Level 1 | \Geography\Oceania\Australia\New South Wales\Sydney Northern\Willoughby\St Leonards | \Organizations\101-NSW Health\8899-NSLHD | RN-001549 | Boiling Water Unit | Boiling Water Unit - RN21.01.022 | \Classifications\Specification Class\Food Service Equipment\Chilled Water/Hot Water Taps | Hydraulics, Potable Water Units, Water Filter Unit | HY-PWU-WFU | \Classifications\Specification Class\VBIS\HY - Hydraulics\HY-PWU - Potable Water Units\HY-PWU-WFU - Water Filter Unit |  | ZIP | HB16-007 | Hydrotap 7.5L White |  | RN-001549 | [6 empty] | 2023-07-25 | 2 - Normal | 2 - Good | 1 - Low |  | 2 - Normal | Statutory | Preventive | Medium |  |  | 8y0M
1294 | Royal North Shore Hospital | RN21 - Old Boiler House | Level 1 | RN21.01.022 | \Locations\Royal North Shore Hospital\RN21 - Old Boiler House\Level 1 | \Geography\Oceania\Australia\New South Wales\Sydney Northern\Willoughby\St Leonards | \Organizations\101-NSW Health\8899-NSLHD | RN-001550 | Fire Extinguisher - ABE Powder | Fire Extinguisher - ABE Powder - RN21.01.022 | \Classifications\Specification Class\Building Equipment\Fire Protection\Fire Protection Specialities\Fire Extinguishers\Powder | Fire Suppression, Portable Fire Extinguisher, Dry Chemical Powder, ABE | FS-PFE-DCP-ABE | \Classifications\Specification Class\VBIS\FS - Fire Suppression\FS-PFE - Portable Fire Extinguisher\FS-PFE-DCP - Dry Chemical Powder\FS-PFE-DCP-ABE - ABE |  | AMPAC | 4.5kg |  |  | RN-001550 | [6 empty] | 2023-07-25 | 2 - Normal | 2 - Good | 2 - Medium |  | 2 - Normal | Statutory | Preventive | High |  |  | 8y0M
1295 | Royal North Shore Hospital | RN21 - Old Boiler House | Level 1 | RN21.01.022 | \Locations\Royal North Shore Hospital\RN21 - Old Boiler House\Level 1 | \Geography\Oceania\Australia\New South Wales\Sydney Northern\Willoughby\St Leonards | \Organizations\101-NSW Health\8899-NSLHD | RN-001554 | Emergency Exit Sign | Emergency Exit Sign - RN21.01.022 | \Classifications\Specification Class\Building Equipment\Electrical\Other Electrical Systems\Emergency Light & Power Systems\Emergency Evacuation Lighting | Electrical Lighting, Emergency Lighting, Testing | EL-EL-Te | \Classifications\Specification Class\VBIS\EL - Electrical Lighting\EL-EL - Emergency Lighting\EL-EL-Te - Testing |  | CLEVERTRONICS | 24m |  |  | RN-001554 | [6 empty] | 2023-07-25 | 2 - Normal | 2 - Good | 2 - Medium |  | 2 - Normal | Statutory | Preventive | High |  |  | 20y0M
1296 | Royal North Shore Hospital | RN21 - Old Boiler House | Level 1 | RN21.01.022 | \Locations\Royal North Shore Hospital\RN21 - Old Boiler House\Level 1 | \Geography\Oceania\Australia\New South Wales\Sydney Northern\Willoughby\St Leonards | \Organizations\101-NSW Health\8899-NSLHD | RN-001576 | Emergency Light | Emergency Light - RN21.01.022 | \Classifications\Specification Class\Building Equipment\Electrical\Other Electrical Systems\Emergency Light & Power Systems\Emergency Evacuation Lighting | Electrical Lighting, Emergency Lighting, Testing | EL-EL-Te | \Classifications\Specification Class\VBIS\EL - Electrical Lighting\EL-EL - Emergency Lighting\EL-EL-Te - Testing |  | UNKNOWN |  |  |  | RN-001576 | [6 empty] | 2023-07-25 | 2 - Normal | 2 - Good | 2 - Medium |  | 2 - Normal | Statutory | Preventive | High |  |  | 20y0M
1297 | Royal North Shore Hospital | RN21 - Old Boiler House | Level 2 | RN21.02.003 | \Locations\Royal North Shore Hospital\RN21 - Old Boiler House\Level 2 | \Geography\Oceania\Australia\New South Wales\Sydney Northern\Willoughby\St Leonards | \Organizations\101-NSW Health\8899-NSLHD | RN-001587 | Emergency Light | Emergency Light - RN21.02.003 | \Classifications\Specification Class\Building Equipment\Electrical\Other Electrical Systems\Emergency Light & Power Systems\Emergency Evacuation Lighting | Electrical Lighting, Emergency Lighting, Testing | EL-EL-Te | \Classifications\Specification Class\VBIS\EL - Electrical Lighting\EL-EL - Emergency Lighting\EL-EL-Te - Testing |  | CLEVERTRONICS |  |  |  | RN-001587 | [5 empty] | Stairs | 2023-07-25 | 2 - Normal | 2 - Good | 2 - Medium |  | 2 - Normal | Statutory | Preventive | High |  |  | 20y0M
1298 | Royal North Shore Hospital | RN36 - Building 36 | Level 2 | RN36.02.026 | \Locations\Royal North Shore Hospital\RN36 - Building 36\Level 2 | \Geography\Oceania\Australia\New South Wales\Sydney Northern\Willoughby\St Leonards | \Organizations\101-NSW Health\8899-NSLHD | RN-001592 | Air Conditioner - Split System Indoor Unit | Air Conditioner - Split System Indoor Unit - RN36.02.026 | \Classifications\Specification Class\Building Equipment\HVAC\Terminal & Package Units\Package Units\Split Systems | Mechanical, Air Conditioning Unit | ME-ACU | \Classifications\Specification Class\VBIS\ME - Mechanical\ME-ACU - Air Conditioning Unit |  | DAIKIN | FTY25-FV1A 7 |  | 2904308 | RN-001592 | [6 empty] | 2023-07-25 | 2 - Normal | 2 - Good | 2 - Medium |  | 2 - Normal | Statutory | Preventive | Medium |  |  | 8y0M
1299 | Royal North Shore Hospital | RN36 - Building 36 | Level 2 | RN36.02.010 | \Locations\Royal North Shore Hospital\RN36 - Building 36\Level 2 | \Geography\Oceania\Australia\New South Wales\Sydney Northern\Willoughby\St Leonards | \Organizations\101-NSW Health\8899-NSLHD | RN-001586 | Smoke Detector | Smoke Detector - RN36.02.010 | \Classifications\Specification Class\Building Equipment\Fire Protection\Fire Alarm Systems\Smoke Detectors | Fire Detection, Fire Detectors, Smoke | FD-FD-Sm | \Classifications\Specification Class\VBIS\FD - Fire Detection\FD-FD - Fire Detectors\FD-FD-Sm - Smoke |  | UNKNOWN |  |  |  | RN-001586 | [6 empty] | 2023-07-25 | 2 - Normal | 2 - Good | 2 - Medium |  | 2 - Normal | Statutory | Preventive | High |  |  | 16y0M
1300 | Royal North Shore Hospital | RN36 - Building 36 | Level 2 | RN36.02.010 | \Locations\Royal North Shore Hospital\RN36 - Building 36\Level 2 | \Geography\Oceania\Australia\New South Wales\Sydney Northern\Willoughby\St Leonards | \Organizations\101-NSW Health\8899-NSLHD | RN-001582 | Thermostatic Mixing Valve - TMV 10 | Thermostatic Mixing Valve - TMV 10 - RN36.02.010 | \Classifications\Specification Class\Building Equipment\Plumbing\Thermostatic Mixing Valves | Hydraulics, Valves, Thermostatic Mixing Valves | HY-Va-TMV | \Classifications\Specification Class\VBIS\HY - Hydraulics\HY-Va - Valves\HY-Va-TMV - Thermostatic Mixing Valves |  | UNKNOWN |  |  |  | RN-001582 | [6 empty] | 2023-07-25 | 2 - Normal | 2 - Good | 3 - High |  | 2 - Normal | Statutory | Preventive | High |  |  | 8y0M
1301 | Royal North Shore Hospital | RN36 - Building 36 | Level 2 | RN36.02.009 | \Locations\Royal North Shore Hospital\RN36 - Building 36\Level 2 | \Geography\Oceania\Australia\New South Wales\Sydney Northern\Willoughby\St Leonards | \Organizations\101-NSW Health\8899-NSLHD | RN-001577 | Smoke Detector | Smoke Detector - RN36.02.009 | \Classifications\Specification Class\Building Equipment\Fire Protection\Fire Alarm Systems\Smoke Detectors | Fire Detection, Fire Detectors, Smoke | FD-FD-Sm | \Classifications\Specification Class\VBIS\FD - Fire Detection\FD-FD - Fire Detectors\FD-FD-Sm - Smoke |  | UNKNOWN |  |  |  | RN-001577 | [6 empty] | 2023-07-25 | 2 - Normal | 2 - Good | 2 - Medium |  | 2 - Normal | Statutory | Preventive | High |  |  | 16y0M
1302 | Royal North Shore Hospital | RN36 - Building 36 | Level 2 | RN36.02.009 | \Locations\Royal North Shore Hospital\RN36 - Building 36\Level 2 | \Geography\Oceania\Australia\New South Wales\Sydney Northern\Willoughby\St Leonards | \Organizations\101-NSW Health\8899-NSLHD | RN-001581 | Air Conditioner - Split System Indoor Unit | Air Conditioner - Split System Indoor Unit - RN36.02.009 | \Classifications\Specification Class\Building Equipment\HVAC\Terminal & Package Units\Package Units\Split Systems | Mechanical, Air Conditioning Unit | ME-ACU | \Classifications\Specification Class\VBIS\ME - Mechanical\ME-ACU - Air Conditioning Unit |  | DAIKIN | FTXS25KVMA | Inverter | E008266 | RN-001581 | [6 empty] | 2023-07-25 | 2 - Normal | 2 - Good | 2 - Medium |  | 2 - Normal | Statutory | Preventive | Medium |  |  | 8y0M
1303 | Royal North Shore Hospital | RN36 - Building 36 | Level 2 | RN36.02.027 | \Locations\Royal North Shore Hospital\RN36 - Building 36\Level 2 | \Geography\Oceania\Australia\New South Wales\Sydney Northern\Willoughby\St Leonards | \Organizations\101-NSW Health\8899-NSLHD | RN-001579 | Air Conditioner - Split System Indoor Unit | Air Conditioner - Split System Indoor Unit - RN36.02.027 | \Classifications\Specification Class\Building Equipment\HVAC\Terminal & Package Units\Package Units\Split Systems | Mechanical, Air Conditioning Unit | ME-ACU | \Classifications\Specification Class\VBIS\ME - Mechanical\ME-ACU - Air Conditioning Unit |  | SAMSUNG | AR09KSFTAWQN | Digital Inverter |  | RN-001579 | [6 empty] | 2023-07-25 | 2 - Normal | 2 - Good | 2 - Medium |  | 2 - Normal | Statutory | Preventive | Medium |  |  | 8y0M
1304 | Royal North Shore Hospital | RN36 - Building 36 | Level 5 | RN36.05.019 | \Locations\Royal North Shore Hospital\RN36 - Building 36\Level 5 | \Geography\Oceania\Australia\New South Wales\Sydney Northern\Willoughby\St Leonards | \Organizations\101-NSW Health\8899-NSLHD | RN-001603 | Fire Extinguisher - CO2 | Fire Extinguisher - CO2 - RN36.05.019 | \Classifications\Specification Class\Building Equipment\Fire Protection\Fire Protection Specialities\Fire Extinguishers\CO2 | Fire Suppression, Portable Fire Extinguisher, Carbon Dioxide | FS-PFE-CD | \Classifications\Specification Class\VBIS\FS - Fire Suppression\FS-PFE - Portable Fire Extinguisher\FS-PFE-CD - Carbon Dioxide |  | AMPAC | 3.5kg |  |  | RN-001603 | [6 empty] | 2023-07-25 | 2 - Normal | 2 - Good | 2 - Medium |  | 2 - Normal | Statutory | Preventive | High |  |  | 12y0M
1305 | Royal North Shore Hospital | RN36 - Building 36 | Level 5 | RN36.05.019 | \Locations\Royal North Shore Hospital\RN36 - Building 36\Level 5 | \Geography\Oceania\Australia\New South Wales\Sydney Northern\Willoughby\St Leonards | \Organizations\101-NSW Health\8899-NSLHD | RN-001599 | Smoke Detector | Smoke Detector - RN36.05.019 | \Classifications\Specification Class\Building Equipment\Fire Protection\Fire Alarm Systems\Smoke Detectors | Fire Detection, Fire Detectors, Smoke | FD-FD-Sm | \Classifications\Specification Class\VBIS\FD - Fire Detection\FD-FD - Fire Detectors\FD-FD-Sm - Smoke |  | UNKNOWN |  |  |  | RN-001599 | [6 empty] | 2023-07-25 | 2 - Normal | 2 - Good | 2 - Medium |  | 2 - Normal | Statutory | Preventive | High |  |  | 16y0M
1306 | Royal North Shore Hospital | RN36 - Building 36 | Level 5 | RN36.05.019 | \Locations\Royal North Shore Hospital\RN36 - Building 36\Level 5 | \Geography\Oceania\Australia\New South Wales\Sydney Northern\Willoughby\St Leonards | \Organizations\101-NSW Health\8899-NSLHD | RN-001614 | Smoke Detector | Smoke Detector - RN36.05.019 | \Classifications\Specification Class\Building Equipment\Fire Protection\Fire Alarm Systems\Smoke Detectors | Fire Detection, Fire Detectors, Smoke | FD-FD-Sm | \Classifications\Specification Class\VBIS\FD - Fire Detection\FD-FD - Fire Detectors\FD-FD-Sm - Smoke |  | UNKNOWN |  |  |  | RN-001614 | [6 empty] | 2023-07-25 | 2 - Normal | 2 - Good | 2 - Medium |  | 2 - Normal | Statutory | Preventive | High |  |  | 16y0M
1307 | Royal North Shore Hospital | RN36 - Building 36 | Level 5 | RN36.05.019 | \Locations\Royal North Shore Hospital\RN36 - Building 36\Level 5 | \Geography\Oceania\Australia\New South Wales\Sydney Northern\Willoughby\St Leonards | \Organizations\101-NSW Health\8899-NSLHD | RN-001580 | Smoke Detector | Smoke Detector - RN36.05.019 | \Classifications\Specification Class\Building Equipment\Fire Protection\Fire Alarm Systems\Smoke Detectors | Fire Detection, Fire Detectors, Smoke | FD-FD-Sm | \Classifications\Specification Class\VBIS\FD - Fire Detection\FD-FD - Fire Detectors\FD-FD-Sm - Smoke |  | UNKNOWN |  |  |  | RN-001580 | [6 empty] | 2023-07-25 | 2 - Normal | 2 - Good | 2 - Medium |  | 2 - Normal | Statutory | Preventive | High |  |  | 16y0M
1308 | Royal North Shore Hospital | RN36 - Building 36 | Level 5 | RN36.05.019 | \Locations\Royal North Shore Hospital\RN36 - Building 36\Level 5 | \Geography\Oceania\Australia\New South Wales\Sydney Northern\Willoughby\St Leonards | \Organizations\101-NSW Health\8899-NSLHD | RN-001578 | Smoke Detector | Smoke Detector - RN36.05.019 | \Classifications\Specification Class\Building Equipment\Fire Protection\Fire Alarm Systems\Smoke Detectors | Fire Detection, Fire Detectors, Smoke | FD-FD-Sm | \Classifications\Specification Class\VBIS\FD - Fire Detection\FD-FD - Fire Detectors\FD-FD-Sm - Smoke |  | UNKNOWN |  |  |  | RN-001578 | [6 empty] | 2023-07-25 | 2 - Normal | 2 - Good | 2 - Medium |  | 2 - Normal | Statutory | Preventive | High |  |  | 16y0M
1309 | Royal North Shore Hospital | RN36 - Building 36 | Level 5 | RN36.05.019 | \Locations\Royal North Shore Hospital\RN36 - Building 36\Level 5 | \Geography\Oceania\Australia\New South Wales\Sydney Northern\Willoughby\St Leonards | \Organizations\101-NSW Health\8899-NSLHD | RN-001608 | Emergency Exit Sign | Emergency Exit Sign - RN36.05.019 | \Classifications\Specification Class\Building Equipment\Electrical\Other Electrical Systems\Emergency Light & Power Systems\Emergency Evacuation Lighting | Electrical Lighting, Emergency Lighting, Testing | EL-EL-Te | \Classifications\Specification Class\VBIS\EL - Electrical Lighting\EL-EL - Emergency Lighting\EL-EL-Te - Testing |  | UNKNOWN | 24m |  |  | RN-001608 | [6 empty] | 2023-07-25 | 2 - Normal | 2 - Good | 2 - Medium |  | 2 - Normal | Statutory | Preventive | High |  |  | 20y0M
1310 | Royal North Shore Hospital | RN36 - Building 36 | Level 5 | RN36.05.019 | \Locations\Royal North Shore Hospital\RN36 - Building 36\Level 5 | \Geography\Oceania\Australia\New South Wales\Sydney Northern\Willoughby\St Leonards | \Organizations\101-NSW Health\8899-NSLHD | RN-001602 | Emergency Exit Sign | Emergency Exit Sign - RN36.05.019 | \Classifications\Specification Class\Building Equipment\Electrical\Other Electrical Systems\Emergency Light & Power Systems\Emergency Evacuation Lighting | Electrical Lighting, Emergency Lighting, Testing | EL-EL-Te | \Classifications\Specification Class\VBIS\EL - Electrical Lighting\EL-EL - Emergency Lighting\EL-EL-Te - Testing |  | EKTOR | 24m |  |  | RN-001602 | [6 empty] | 2023-07-25 | 2 - Normal | 2 - Good | 2 - Medium |  | 2 - Normal | Statutory | Preventive | High |  |  | 20y0M
1311 | Royal North Shore Hospital | RN36 - Building 36 | Level 5 | RN36.05.019 | \Locations\Royal North Shore Hospital\RN36 - Building 36\Level 5 | \Geography\Oceania\Australia\New South Wales\Sydney Northern\Willoughby\St Leonards | \Organizations\101-NSW Health\8899-NSLHD | RN-001613 | Fire Hose Reel | Fire Hose Reel - RN36.05.019 | \Classifications\Specification Class\Building Equipment\Fire Protection\Fire Protection Specialities\Fire Hose Reels | Fire Suppression, Fire Hose Reel | FS-FHR | \Classifications\Specification Class\VBIS\FS - Fire Suppression\FS-FHR - Fire Hose Reel |  | QUELL |  |  |  | RN-001613 |  |  |  |  | 1986-01-01 |  | 2023-07-25 | 2 - Normal | 2 - Good | 2 - Medium | Expected life could be extended based on the visual condition assessment. | 2 - Normal | Statutory | Preventive | High |  |  | 0y0M
1312 | Royal North Shore Hospital | RN36 - Building 36 | Level 5 | RN36.05.019 | \Locations\Royal North Shore Hospital\RN36 - Building 36\Level 5 | \Geography\Oceania\Australia\New South Wales\Sydney Northern\Willoughby\St Leonards | \Organizations\101-NSW Health\8899-NSLHD | RN-001612 | Fire Hydrant - Internal Landing Valve | Fire Hydrant - Internal Landing Valve - RN36.05.019 | \Classifications\Specification Class\Building Equipment\Fire Protection\Hydrants | Fire Suppression, Fire Hydrant, Internal Landing Valve | FS-FH-ILV | \Classifications\Specification Class\VBIS\FS - Fire Suppression\FS-FH - Fire Hydrant\FS-FH-ILV - Internal Landing Valve |  | UNKNOWN |  |  |  | RN-001612 | [6 empty] | 2023-07-25 | 2 - Normal | 2 - Good | 2 - Medium |  | 2 - Normal | Statutory | Preventive | High |  |  | 20y0M
1313 | Royal North Shore Hospital | RN36 - Building 36 | Level 5 | RN36.05.019 | \Locations\Royal North Shore Hospital\RN36 - Building 36\Level 5 | \Geography\Oceania\Australia\New South Wales\Sydney Northern\Willoughby\St Leonards | \Organizations\101-NSW Health\8899-NSLHD | RN-001604 | Smoke Detector | Smoke Detector - RN36.05.019 | \Classifications\Specification Class\Building Equipment\Fire Protection\Fire Alarm Systems\Smoke Detectors | Fire Detection, Fire Detectors, Smoke | FD-FD-Sm | \Classifications\Specification Class\VBIS\FD - Fire Detection\FD-FD - Fire Detectors\FD-FD-Sm - Smoke |  | UNKNOWN |  |  |  | RN-001604 | [6 empty] | 2023-07-25 | 2 - Normal | 2 - Good | 2 - Medium |  | 2 - Normal | Statutory | Preventive | High |  |  | 16y0M
1314 | Royal North Shore Hospital | RN36 - Building 36 | Level 5 | RN36.05.022 | \Locations\Royal North Shore Hospital\RN36 - Building 36\Level 5 | \Geography\Oceania\Australia\New South Wales\Sydney Northern\Willoughby\St Leonards | \Organizations\101-NSW Health\8899-NSLHD | RN-001596 | Boiling Water Unit | Boiling Water Unit - RN36.05.022 | \Classifications\Specification Class\Food Service Equipment\Chilled Water/Hot Water Taps | Hydraulics, Potable Water Units, Water Filter Unit | HY-PWU-WFU | \Classifications\Specification Class\VBIS\HY - Hydraulics\HY-PWU - Potable Water Units\HY-PWU-WFU - Water Filter Unit |  | ZIP | Hydroboil Series 2000 |  |  | RN-001596 | [6 empty] | 2023-07-25 | 2 - Normal | 2 - Good | 1 - Low |  | 2 - Normal | Statutory | Preventive | Medium |  |  | 8y0M
1315 | Royal North Shore Hospital | RN36 - Building 36 | Level 5 | RN36.05.019 | \Locations\Royal North Shore Hospital\RN36 - Building 36\Level 5 | \Geography\Oceania\Australia\New South Wales\Sydney Northern\Willoughby\St Leonards | \Organizations\101-NSW Health\8899-NSLHD | RN-001598 | Fire Extinguisher - CO2 | Fire Extinguisher - CO2 - RN36.05.019 | \Classifications\Specification Class\Building Equipment\Fire Protection\Fire Protection Specialities\Fire Extinguishers\CO2 | Fire Suppression, Portable Fire Extinguisher, Carbon Dioxide | FS-PFE-CD | \Classifications\Specification Class\VBIS\FS - Fire Suppression\FS-PFE - Portable Fire Extinguisher\FS-PFE-CD - Carbon Dioxide |  | FLAMESTOP | 5.0kg |  |  | RN-001598 | [6 empty] | 2023-07-25 | 2 - Normal | 2 - Good | 2 - Medium |  | 2 - Normal | Statutory | Preventive | High |  |  | 12y0M
1316 | Royal North Shore Hospital | RN36 - Building 36 | Level 5 | RN36.05.023 | \Locations\Royal North Shore Hospital\RN36 - Building 36\Level 5 | \Geography\Oceania\Australia\New South Wales\Sydney Northern\Willoughby\St Leonards | \Organizations\101-NSW Health\8899-NSLHD | RN-001601 | Fire Door - Single Leaf | Fire Door - Single Leaf - RN36.05.023 | \Classifications\Specification Class\Building Equipment\Fire Protection\Fire Protection Specialities\Fire Doors | Structure, Doors Fire Rated | ST-DFR | \Classifications\Specification Class\VBIS\ST - Structure\ST-DFR - Doors Fire Rated |  | WORMALD | FRL -/120/30 |  |  | RN-001601 | [6 empty] | 2023-07-25 | 2 - Normal | 2 - Good | 2 - Medium |  | 2 - Normal | Statutory | Preventive | High |  |  | 20y0M
1317 | Royal North Shore Hospital | RN36 - Building 36 | Level 5 | RN36.05.019 | \Locations\Royal North Shore Hospital\RN36 - Building 36\Level 5 | \Geography\Oceania\Australia\New South Wales\Sydney Northern\Willoughby\St Leonards | \Organizations\101-NSW Health\8899-NSLHD | RN-001631 | Distribution Board (Sub) - SB36.5.1 | Distribution Board (Sub) - SB36.5.1 - RN36.05.019 | \Classifications\Specification Class\Building Equipment\Electrical\Electrical Service & Distribution\Distribution Boards | Electrical Power, Switchboard, Main Switch Board | EP-SB-MSB | \Classifications\Specification Class\VBIS\EP - Electrical Power\EP-SB - Switchboard\EP-SB-MSB - Main Switch Board |  | UNKNOWN |  |  |  | RN-001631 | [6 empty] | 2023-07-25 | 2 - Normal | 2 - Good | 3 - High |  | 2 - Normal | Statutory | Preventive | High |  |  | 20y0M
1318 | Royal North Shore Hospital | RN36 - Building 36 | Level 5 | RN36.05.019 | \Locations\Royal North Shore Hospital\RN36 - Building 36\Level 5 | \Geography\Oceania\Australia\New South Wales\Sydney Northern\Willoughby\St Leonards | \Organizations\101-NSW Health\8899-NSLHD | RN-001636 | Mechanical Services Switchboard - MSSB 36.5.1 | Mechanical Services Switchboard - MSSB 36.5.1 - RN36.05.019 | \Classifications\Specification Class\Building Equipment\Electrical\Electrical Service & Distribution\Distribution Boards | Electrical Power, Switchboard, Main Switch Board | EP-SB-MSB | \Classifications\Specification Class\VBIS\EP - Electrical Power\EP-SB - Switchboard\EP-SB-MSB - Main Switch Board |  | FAN ELECTRICS PTY LTD |  |  |  | RN-001636 | [6 empty] | 2023-07-25 | 2 - Normal | 2 - Good | 3 - High |  | 2 - Normal | Statutory | Preventive | High |  |  | 20y0M
1319 | Royal North Shore Hospital | RN03 - Chapel | Level 1 | RN03.00.002 | \Locations\Royal North Shore Hospital\RN03 - Chapel\Level 1 | \Geography\Oceania\Australia\New South Wales\Sydney Northern\Willoughby\St Leonards | \Organizations\101-NSW Health\8899-NSLHD | RN-000226 | Air Conditioner - Split System Indoor Unit | Air Conditioner - Split System Indoor Unit - RN03.00.002 | \Classifications\Specification Class\Building Equipment\HVAC\Terminal & Package Units\Package Units\Split Systems | Mechanical, Air Conditioning Unit | ME-ACU | \Classifications\Specification Class\VBIS\ME - Mechanical\ME-ACU - Air Conditioning Unit |  | DAIKIN | FTXV80WVMA |  | E002469 | RN-000226 | [6 empty] | 2023-07-25 | 2 - Normal | 2 - Good | 2 - Medium |  | 2 - Normal | Statutory | Preventive | Medium |  |  | 8y0M
1320 | Royal North Shore Hospital | RN03 - Chapel | Level 1 | RN03.00.002 | \Locations\Royal North Shore Hospital\RN03 - Chapel\Level 1 | \Geography\Oceania\Australia\New South Wales\Sydney Northern\Willoughby\St Leonards | \Organizations\101-NSW Health\8899-NSLHD | RN-000227 | Air Conditioner - Split System Indoor Unit | Air Conditioner - Split System Indoor Unit - RN03.00.002 | \Classifications\Specification Class\Building Equipment\HVAC\Terminal & Package Units\Package Units\Split Systems | Mechanical, Air Conditioning Unit | ME-ACU | \Classifications\Specification Class\VBIS\ME - Mechanical\ME-ACU - Air Conditioning Unit |  | DAIKIN | FTXV80WVMA |  | E002515 | RN-000227 | [6 empty] | 2023-07-25 | 2 - Normal | 2 - Good | 2 - Medium |  | 2 - Normal | Statutory | Preventive | Medium |  |  | 8y0M
1321 | Royal North Shore Hospital | RN03 - Chapel | Level 1 | RN03.00.002 | \Locations\Royal North Shore Hospital\RN03 - Chapel\Level 1 | \Geography\Oceania\Australia\New South Wales\Sydney Northern\Willoughby\St Leonards | \Organizations\101-NSW Health\8899-NSLHD | RN-000228 | Air Conditioner - Split System Indoor Unit | Air Conditioner - Split System Indoor Unit - RN03.00.002 | \Classifications\Specification Class\Building Equipment\HVAC\Terminal & Package Units\Package Units\Split Systems | Mechanical, Air Conditioning Unit | ME-ACU | \Classifications\Specification Class\VBIS\ME - Mechanical\ME-ACU - Air Conditioning Unit |  | DAIKIN | FTXV80WVMA |  | E002468 | RN-000228 | [6 empty] | 2023-07-25 | 2 - Normal | 2 - Good | 2 - Medium |  | 2 - Normal | Statutory | Preventive | Medium |  |  | 8y0M
1322 | Royal North Shore Hospital | RN03 - Chapel | Level 1 | RN03.00.002 | \Locations\Royal North Shore Hospital\RN03 - Chapel\Level 1 | \Geography\Oceania\Australia\New South Wales\Sydney Northern\Willoughby\St Leonards | \Organizations\101-NSW Health\8899-NSLHD | RN-000241 | Air Conditioner - Split System Indoor Unit | Air Conditioner - Split System Indoor Unit - RN03.00.002 | \Classifications\Specification Class\Building Equipment\HVAC\Terminal & Package Units\Package Units\Split Systems | Mechanical, Air Conditioning Unit | ME-ACU | \Classifications\Specification Class\VBIS\ME - Mechanical\ME-ACU - Air Conditioning Unit |  | DAIKIN | FTXV80WVMA |  | E002283 | RN-000241 | [6 empty] | 2023-07-25 | 2 - Normal | 2 - Good | 2 - Medium |  | 2 - Normal | Statutory | Preventive | Medium |  |  | 8y0M
1323 | Royal North Shore Hospital | RN03 - Chapel | Level 1 | RN03.00.006 | \Locations\Royal North Shore Hospital\RN03 - Chapel\Level 1 | \Geography\Oceania\Australia\New South Wales\Sydney Northern\Willoughby\St Leonards | \Organizations\101-NSW Health\8899-NSLHD | RN-000231 | Air Conditioner - Split System Indoor Unit | Air Conditioner - Split System Indoor Unit - RN03.00.006 | \Classifications\Specification Class\Building Equipment\HVAC\Terminal & Package Units\Package Units\Split Systems | Mechanical, Air Conditioning Unit | ME-ACU | \Classifications\Specification Class\VBIS\ME - Mechanical\ME-ACU - Air Conditioning Unit |  | MITSUBISHI HEAVY INDUSTRIES | DXK09ZSA-W |  | 143600405CF | RN-000231 |  |  |  |  | 2021-01-01 |  | 2023-07-25 | 2 - Normal | 2 - Good | 2 - Medium |  | 2 - Normal | Statutory | Preventive | Medium |  |  | 7y4M
1324 | Royal North Shore Hospital | RN03 - Chapel | Level 1 | RN03.00.007 | \Locations\Royal North Shore Hospital\RN03 - Chapel\Level 1 | \Geography\Oceania\Australia\New South Wales\Sydney Northern\Willoughby\St Leonards | \Organizations\101-NSW Health\8899-NSLHD | RN-000232 | Air Conditioner - Split System Indoor Unit | Air Conditioner - Split System Indoor Unit - RN03.00.007 | \Classifications\Specification Class\Building Equipment\HVAC\Terminal & Package Units\Package Units\Split Systems | Mechanical, Air Conditioning Unit | ME-ACU | \Classifications\Specification Class\VBIS\ME - Mechanical\ME-ACU - Air Conditioning Unit |  | MITSUBISHI HEAVY INDUSTRIES | DXK12ZSA-W |  | 143720135CF | RN-000232 |  |  |  |  | 2021-01-01 |  | 2023-07-25 | 2 - Normal | 2 - Good | 2 - Medium |  | 2 - Normal | Statutory | Preventive | Medium |  |  | 7y4M
1325 | Royal North Shore Hospital | RN03 - Chapel | Level 1 | RN03.00.001 | \Locations\Royal North Shore Hospital\RN03 - Chapel\Level 1 | \Geography\Oceania\Australia\New South Wales\Sydney Northern\Willoughby\St Leonards | \Organizations\101-NSW Health\8899-NSLHD | RN-000233 | Distribution Board - DB-3.1.1 | Distribution Board - DB-3.1.1 - RN03.00.001 | \Classifications\Specification Class\Building Equipment\Electrical\Electrical Service & Distribution\Distribution Boards | Electrical Power, Switchboard, Main Switch Board | EP-SB-MSB | \Classifications\Specification Class\VBIS\EP - Electrical Power\EP-SB - Switchboard\EP-SB-MSB - Main Switch Board |  | SCHNEIDER ELECTRIC |  |  |  | RN-000233 | [5 empty] | External | 2023-07-25 | 2 - Normal | 3 - Fair | 3 - High |  | 2 - Normal | Statutory | Preventive | High |  |  | 15y0M
1326 | Royal North Shore Hospital | RN03 - Chapel | Level 1 | RN03.00.003 | \Locations\Royal North Shore Hospital\RN03 - Chapel\Level 1 | \Geography\Oceania\Australia\New South Wales\Sydney Northern\Willoughby\St Leonards | \Organizations\101-NSW Health\8899-NSLHD | RN-000234 | Height Safety Systems - Ladder Bracket | Height Safety Systems - Ladder Bracket - RN03.00.003 | \Classifications\Specification Class\Building Equipment\Building Fabric\Fixtures | Structure, Hand Rail | ST-HR | \Classifications\Specification Class\VBIS\ST - Structure\ST-HR - Hand Rail |  | RIS | 15kN |  |  | RN-000234 |  |  |  |  | 2021-01-01 |  | 2023-07-25 | 3 - Poor | 3 - Fair | 2 - Medium |  | 2 - Normal | Statutory | Preventive | High |  |  | 32y4M
1327 | Royal North Shore Hospital | RN31 - Vanderfield Building | Level 3 | RN31.03.006 | \Locations\Royal North Shore Hospital\RN31 - Vanderfield Building\Level 3 | \Geography\Oceania\Australia\New South Wales\Sydney Northern\Willoughby\St Leonards | \Organizations\101-NSW Health\8899-NSLHD | RN-001176 | Thermal Detector | Thermal Detector - RN31.03.006 | \Classifications\Specification Class\Building Equipment\Fire Protection\Fire Alarm Systems\Thermal Detectors | Fire Detection, Fire Detectors, Heat | FD-FD-He | \Classifications\Specification Class\VBIS\FD - Fire Detection\FD-FD - Fire Detectors\FD-FD-He - Heat |  | UNKNOWN |  |  |  | RN-001176 | [6 empty] | 2023-07-25 | 2 - Normal | 3 - Fair | 2 - Medium |  | 2 - Normal | Statutory | Preventive | High |  |  | 12y0M
1328 | Royal North Shore Hospital | RN31 - Vanderfield Building | Level 3 | RN31.03.004 | \Locations\Royal North Shore Hospital\RN31 - Vanderfield Building\Level 3 | \Geography\Oceania\Australia\New South Wales\Sydney Northern\Willoughby\St Leonards | \Organizations\101-NSW Health\8899-NSLHD | RN-001177 | Smoke Detector | Smoke Detector - RN31.03.004 | \Classifications\Specification Class\Building Equipment\Fire Protection\Fire Alarm Systems\Smoke Detectors | Fire Detection, Fire Detectors, Smoke | FD-FD-Sm | \Classifications\Specification Class\VBIS\FD - Fire Detection\FD-FD - Fire Detectors\FD-FD-Sm - Smoke |  | UNKNOWN |  |  |  | RN-001177 | [6 empty] | 2023-07-25 | 2 - Normal | 2 - Good | 2 - Medium |  | 2 - Normal | Statutory | Preventive | High |  |  | 16y0M
1329 | Royal North Shore Hospital | RN31 - Vanderfield Building | Level 3 | RN31.03.008 | \Locations\Royal North Shore Hospital\RN31 - Vanderfield Building\Level 3 | \Geography\Oceania\Australia\New South Wales\Sydney Northern\Willoughby\St Leonards | \Organizations\101-NSW Health\8899-NSLHD | RN-001182 | Thermal Detector | Thermal Detector - RN31.03.008 | \Classifications\Specification Class\Building Equipment\Fire Protection\Fire Alarm Systems\Thermal Detectors | Fire Detection, Fire Detectors, Heat | FD-FD-He | \Classifications\Specification Class\VBIS\FD - Fire Detection\FD-FD - Fire Detectors\FD-FD-He - Heat |  | UNKNOWN |  |  |  | RN-001182 | [6 empty] | 2023-07-25 | 2 - Normal | 3 - Fair | 2 - Medium |  | 2 - Normal | Statutory | Preventive | High |  |  | 12y0M
1330 | Royal North Shore Hospital | RN31 - Vanderfield Building | Level 3 | RN31.03.003 | \Locations\Royal North Shore Hospital\RN31 - Vanderfield Building\Level 3 | \Geography\Oceania\Australia\New South Wales\Sydney Northern\Willoughby\St Leonards | \Organizations\101-NSW Health\8899-NSLHD | RN-001155 | Air Conditioner - Indoor Ducted Unit | Air Conditioner - Indoor Ducted Unit - RN31.03.003 | \Classifications\Specification Class\Building Equipment\HVAC\Terminal & Package Units\Fan Coil Units | Mechanical, Fan Coil Units, Cassette | ME-FCU-Ca | \Classifications\Specification Class\VBIS\ME - Mechanical\ME-FCU - Fan Coil Units\ME-FCU-Ca - Cassette |  | MITSUBISHI ELECTRIC |  |  |  | RN-001155 | [6 empty] | 2023-07-25 | 2 - Normal | 2 - Good | 3 - High |  | 2 - Normal | Statutory | Preventive | High |  |  | 20y0M | [9 empty] | Tagged at the controller unit
1331 | Royal North Shore Hospital | RN31 - Vanderfield Building | Level 3 | RN31.03.023 | \Locations\Royal North Shore Hospital\RN31 - Vanderfield Building\Level 3 | \Geography\Oceania\Australia\New South Wales\Sydney Northern\Willoughby\St Leonards | \Organizations\101-NSW Health\8899-NSLHD | RN-001167 | Air Conditioner - Indoor Ducted Unit | Air Conditioner - Indoor Ducted Unit - RN31.03.023 | \Classifications\Specification Class\Building Equipment\HVAC\Terminal & Package Units\Fan Coil Units | Mechanical, Fan Coil Units, Cassette | ME-FCU-Ca | \Classifications\Specification Class\VBIS\ME - Mechanical\ME-FCU - Fan Coil Units\ME-FCU-Ca - Cassette |  | MITSUBISHI ELECTRIC |  |  |  | RN-001167 | [6 empty] | 2023-07-25 | 2 - Normal | 2 - Good | 3 - High |  | 2 - Normal | Statutory | Preventive | High |  |  | 20y0M | [9 empty] | Tagged at the controller unit
1332 | Royal North Shore Hospital | RN31 - Vanderfield Building | Level 3 | RN31.03.002 | \Locations\Royal North Shore Hospital\RN31 - Vanderfield Building\Level 3\RN31.03.002 Stairway | \Geography\Oceania\Australia\New South Wales\Sydney Northern\Willoughby\St Leonards | \Organizations\101-NSW Health\8899-NSLHD | RN-001158 | Air Conditioner - Indoor Ducted Unit | Air Conditioner - Indoor Ducted Unit - RN31.03.002 | \Classifications\Specification Class\Building Equipment\HVAC\Terminal & Package Units\Fan Coil Units | Mechanical, Fan Coil Units, Cassette | ME-FCU-Ca | \Classifications\Specification Class\VBIS\ME - Mechanical\ME-FCU - Fan Coil Units\ME-FCU-Ca - Cassette |  | MITSUBISHI ELECTRIC |  |  |  | RN-001158 | [6 empty] | 2023-07-25 | 2 - Normal | 2 - Good | 3 - High |  | 2 - Normal | Statutory | Preventive | High |  |  | 20y0M | [9 empty] | Tagged at the controller unit
1333 | Royal North Shore Hospital | RN31 - Vanderfield Building | Level 3 | RN31.03.022 | \Locations\Royal North Shore Hospital\RN31 - Vanderfield Building\Level 3 | \Geography\Oceania\Australia\New South Wales\Sydney Northern\Willoughby\St Leonards | \Organizations\101-NSW Health\8899-NSLHD | RN-001166 | Smoke Detector | Smoke Detector - RN31.03.022 | \Classifications\Specification Class\Building Equipment\Fire Protection\Fire Alarm Systems\Smoke Detectors | Fire Detection, Fire Detectors, Smoke | FD-FD-Sm | \Classifications\Specification Class\VBIS\FD - Fire Detection\FD-FD - Fire Detectors\FD-FD-Sm - Smoke |  | UNKNOWN |  |  |  | RN-001166 | [6 empty] | 2023-07-25 | 2 - Normal | 2 - Good | 2 - Medium |  | 2 - Normal | Statutory | Preventive | High |  |  | 16y0M
1334 | Royal North Shore Hospital | RN31 - Vanderfield Building | Level 3 | RN31.03.021 | \Locations\Royal North Shore Hospital\RN31 - Vanderfield Building\Level 3 | \Geography\Oceania\Australia\New South Wales\Sydney Northern\Willoughby\St Leonards | \Organizations\101-NSW Health\8899-NSLHD | RN-001165 | Smoke Detector | Smoke Detector - RN31.03.021 | \Classifications\Specification Class\Building Equipment\Fire Protection\Fire Alarm Systems\Smoke Detectors | Fire Detection, Fire Detectors, Smoke | FD-FD-Sm | \Classifications\Specification Class\VBIS\FD - Fire Detection\FD-FD - Fire Detectors\FD-FD-Sm - Smoke |  | UNKNOWN |  |  |  | RN-001165 | [6 empty] | 2023-07-25 | 2 - Normal | 2 - Good | 2 - Medium |  | 2 - Normal | Statutory | Preventive | High |  |  | 16y0M
1335 | Royal North Shore Hospital | RN31 - Vanderfield Building | Level 3 | RN31.03.019 | \Locations\Royal North Shore Hospital\RN31 - Vanderfield Building\Level 3\RN31.03.019 Enclosed Balcony | \Geography\Oceania\Australia\New South Wales\Sydney Northern\Willoughby\St Leonards | \Organizations\101-NSW Health\8899-NSLHD | RN-001164 | Smoke Detector | Smoke Detector - RN31.03.019 | \Classifications\Specification Class\Building Equipment\Fire Protection\Fire Alarm Systems\Smoke Detectors | Fire Detection, Fire Detectors, Smoke | FD-FD-Sm | \Classifications\Specification Class\VBIS\FD - Fire Detection\FD-FD - Fire Detectors\FD-FD-Sm - Smoke |  | UNKNOWN |  |  |  | RN-001164 | [6 empty] | 2023-07-25 | 2 - Normal | 2 - Good | 2 - Medium |  | 2 - Normal | Statutory | Preventive | High |  |  | 16y0M
1336 | Royal North Shore Hospital | RN31 - Vanderfield Building | Level 3 | RN31.03.019 | \Locations\Royal North Shore Hospital\RN31 - Vanderfield Building\Level 3\RN31.03.019 Enclosed Balcony | \Geography\Oceania\Australia\New South Wales\Sydney Northern\Willoughby\St Leonards | \Organizations\101-NSW Health\8899-NSLHD | RN-001163 | Smoke Detector | Smoke Detector - RN31.03.019 | \Classifications\Specification Class\Building Equipment\Fire Protection\Fire Alarm Systems\Smoke Detectors | Fire Detection, Fire Detectors, Smoke | FD-FD-Sm | \Classifications\Specification Class\VBIS\FD - Fire Detection\FD-FD - Fire Detectors\FD-FD-Sm - Smoke |  | UNKNOWN |  |  |  | RN-001163 | [6 empty] | 2023-07-25 | 2 - Normal | 2 - Good | 2 - Medium |  | 2 - Normal | Statutory | Preventive | High |  |  | 16y0M
1337 | Royal North Shore Hospital | RN31 - Vanderfield Building | Level 3 | RN31.03.020 | \Locations\Royal North Shore Hospital\RN31 - Vanderfield Building\Level 3 | \Geography\Oceania\Australia\New South Wales\Sydney Northern\Willoughby\St Leonards | \Organizations\101-NSW Health\8899-NSLHD | RN-001162 | Smoke Detector | Smoke Detector - RN31.03.020 | \Classifications\Specification Class\Building Equipment\Fire Protection\Fire Alarm Systems\Smoke Detectors | Fire Detection, Fire Detectors, Smoke | FD-FD-Sm | \Classifications\Specification Class\VBIS\FD - Fire Detection\FD-FD - Fire Detectors\FD-FD-Sm - Smoke |  | UNKNOWN |  |  |  | RN-001162 | [6 empty] | 2023-07-25 | 2 - Normal | 2 - Good | 2 - Medium |  | 2 - Normal | Statutory | Preventive | High |  |  | 16y0M
1338 | Royal North Shore Hospital | RN31 - Vanderfield Building | Level 3 | RN31.03.029 | \Locations\Royal North Shore Hospital\RN31 - Vanderfield Building\Level 3 | \Geography\Oceania\Australia\New South Wales\Sydney Northern\Willoughby\St Leonards | \Organizations\101-NSW Health\8899-NSLHD | RN-001161 | Smoke Detector | Smoke Detector - RN31.03.029 | \Classifications\Specification Class\Building Equipment\Fire Protection\Fire Alarm Systems\Smoke Detectors | Fire Detection, Fire Detectors, Smoke | FD-FD-Sm | \Classifications\Specification Class\VBIS\FD - Fire Detection\FD-FD - Fire Detectors\FD-FD-Sm - Smoke |  | UNKNOWN |  |  |  | RN-001161 | [6 empty] | 2023-07-25 | 2 - Normal | 2 - Good | 2 - Medium |  | 2 - Normal | Statutory | Preventive | High |  |  | 16y0M
1339 | Royal North Shore Hospital | RN31 - Vanderfield Building | Level 3 | RN31.03.013 | \Locations\Royal North Shore Hospital\RN31 - Vanderfield Building\Level 3 | \Geography\Oceania\Australia\New South Wales\Sydney Northern\Willoughby\St Leonards | \Organizations\101-NSW Health\8899-NSLHD | RN-001198 | Thermal Detector | Thermal Detector - RN31.03.013 | \Classifications\Specification Class\Building Equipment\Fire Protection\Fire Alarm Systems\Thermal Detectors | Fire Detection, Fire Detectors, Heat | FD-FD-He | \Classifications\Specification Class\VBIS\FD - Fire Detection\FD-FD - Fire Detectors\FD-FD-He - Heat |  | UNKNOWN |  |  |  | RN-001198 | [6 empty] | 2023-07-25 | 2 - Normal | 3 - Fair | 2 - Medium |  | 2 - Normal | Statutory | Preventive | High |  |  | 12y0M
1340 | Royal North Shore Hospital | RN31 - Vanderfield Building | Level 3 | RN31.03.017 | \Locations\Royal North Shore Hospital\RN31 - Vanderfield Building\Level 3 | \Geography\Oceania\Australia\New South Wales\Sydney Northern\Willoughby\St Leonards | \Organizations\101-NSW Health\8899-NSLHD | RN-001201 | Smoke Detector | Smoke Detector - RN31.03.017 | \Classifications\Specification Class\Building Equipment\Fire Protection\Fire Alarm Systems\Smoke Detectors | Fire Detection, Fire Detectors, Smoke | FD-FD-Sm | \Classifications\Specification Class\VBIS\FD - Fire Detection\FD-FD - Fire Detectors\FD-FD-Sm - Smoke |  | UNKNOWN |  |  |  | RN-001201 | [6 empty] | 2023-07-25 | 2 - Normal | 2 - Good | 2 - Medium |  | 2 - Normal | Statutory | Preventive | High |  |  | 16y0M
1341 | Royal North Shore Hospital | RN31 - Vanderfield Building | Level 2 | RN31.02.013 | \Locations\Royal North Shore Hospital\RN31 - Vanderfield Building\Level 2 | \Geography\Oceania\Australia\New South Wales\Sydney Northern\Willoughby\St Leonards | \Organizations\101-NSW Health\8899-NSLHD | RN-001205 | Thermal Detector | Thermal Detector - RN31.02.013 | \Classifications\Specification Class\Building Equipment\Fire Protection\Fire Alarm Systems\Thermal Detectors | Fire Detection, Fire Detectors, Heat | FD-FD-He | \Classifications\Specification Class\VBIS\FD - Fire Detection\FD-FD - Fire Detectors\FD-FD-He - Heat |  | UNKNOWN |  |  |  | RN-001205 | [6 empty] | 2023-07-25 | 2 - Normal | 2 - Good | 2 - Medium |  | 2 - Normal | Statutory | Preventive | High |  |  | 16y0M
1342 | Royal North Shore Hospital | RN31 - Vanderfield Building | Level 2 | RN31.02.013 | \Locations\Royal North Shore Hospital\RN31 - Vanderfield Building\Level 2 | \Geography\Oceania\Australia\New South Wales\Sydney Northern\Willoughby\St Leonards | \Organizations\101-NSW Health\8899-NSLHD | RN-001204 | Smoke Detector | Smoke Detector - RN31.02.013 | \Classifications\Specification Class\Building Equipment\Fire Protection\Fire Alarm Systems\Smoke Detectors | Fire Detection, Fire Detectors, Smoke | FD-FD-Sm | \Classifications\Specification Class\VBIS\FD - Fire Detection\FD-FD - Fire Detectors\FD-FD-Sm - Smoke |  | UNKNOWN |  |  |  | RN-001204 | [6 empty] | 2023-07-25 | 2 - Normal | 3 - Fair | 2 - Medium |  | 2 - Normal | Statutory | Preventive | High |  |  | 12y0M
1343 | Royal North Shore Hospital | RN31 - Vanderfield Building | Level 2 | RN31.02.011 | \Locations\Royal North Shore Hospital\RN31 - Vanderfield Building\Level 2 | \Geography\Oceania\Australia\New South Wales\Sydney Northern\Willoughby\St Leonards | \Organizations\101-NSW Health\8899-NSLHD | RN-001203 | Smoke Detector | Smoke Detector - RN31.02.011 | \Classifications\Specification Class\Building Equipment\Fire Protection\Fire Alarm Systems\Smoke Detectors | Fire Detection, Fire Detectors, Smoke | FD-FD-Sm | \Classifications\Specification Class\VBIS\FD - Fire Detection\FD-FD - Fire Detectors\FD-FD-Sm - Smoke |  | UNKNOWN |  |  |  | RN-001203 | [6 empty] | 2023-07-25 | 2 - Normal | 3 - Fair | 2 - Medium |  | 2 - Normal | Statutory | Preventive | High |  |  | 12y0M
1344 | Royal North Shore Hospital | RN31 - Vanderfield Building | Level 2 | RN31.02.012 | \Locations\Royal North Shore Hospital\RN31 - Vanderfield Building\Level 2 | \Geography\Oceania\Australia\New South Wales\Sydney Northern\Willoughby\St Leonards | \Organizations\101-NSW Health\8899-NSLHD | RN-001202 | Smoke Detector | Smoke Detector - RN31.02.012 | \Classifications\Specification Class\Building Equipment\Fire Protection\Fire Alarm Systems\Smoke Detectors | Fire Detection, Fire Detectors, Smoke | FD-FD-Sm | \Classifications\Specification Class\VBIS\FD - Fire Detection\FD-FD - Fire Detectors\FD-FD-Sm - Smoke |  | UNKNOWN |  |  |  | RN-001202 | [6 empty] | 2023-07-25 | 2 - Normal | 3 - Fair | 2 - Medium |  | 2 - Normal | Statutory | Preventive | High |  |  | 12y0M
1345 | Royal North Shore Hospital | RN31 - Vanderfield Building | Level 2 | RN31.02.011 | \Locations\Royal North Shore Hospital\RN31 - Vanderfield Building\Level 2 | \Geography\Oceania\Australia\New South Wales\Sydney Northern\Willoughby\St Leonards | \Organizations\101-NSW Health\8899-NSLHD | RN-001215 | Air Conditioner - Indoor Ducted Unit | Air Conditioner - Indoor Ducted Unit - RN31.02.011 | \Classifications\Specification Class\Building Equipment\HVAC\Terminal & Package Units\Fan Coil Units | Mechanical, Fan Coil Units, Cassette | ME-FCU-Ca | \Classifications\Specification Class\VBIS\ME - Mechanical\ME-FCU - Fan Coil Units\ME-FCU-Ca - Cassette |  | MITSUBISHI ELECTRIC |  |  |  | RN-001215 | [6 empty] | 2023-07-25 | 2 - Normal | 2 - Good | 3 - High |  | 2 - Normal | Statutory | Preventive | High |  |  | 20y0M
1346 | Royal North Shore Hospital | RN31 - Vanderfield Building | Level 2 | RN31.02.011 | \Locations\Royal North Shore Hospital\RN31 - Vanderfield Building\Level 2 | \Geography\Oceania\Australia\New South Wales\Sydney Northern\Willoughby\St Leonards | \Organizations\101-NSW Health\8899-NSLHD | RN-001214 | Smoke Detector | Smoke Detector - RN31.02.011 | \Classifications\Specification Class\Building Equipment\Fire Protection\Fire Alarm Systems\Smoke Detectors | Fire Detection, Fire Detectors, Smoke | FD-FD-Sm | \Classifications\Specification Class\VBIS\FD - Fire Detection\FD-FD - Fire Detectors\FD-FD-Sm - Smoke |  | UNKNOWN |  |  |  | RN-001214 | [6 empty] | 2023-07-25 | 2 - Normal | 2 - Good | 2 - Medium |  | 2 - Normal | Statutory | Preventive | High |  |  | 16y0M
1347 | Royal North Shore Hospital | RN31 - Vanderfield Building | Level 2 | RN31.02.014 | \Locations\Royal North Shore Hospital\RN31 - Vanderfield Building\Level 2 | \Geography\Oceania\Australia\New South Wales\Sydney Northern\Willoughby\St Leonards | \Organizations\101-NSW Health\8899-NSLHD | RN-001206 | Smoke Detector | Smoke Detector - RN31.02.014 | \Classifications\Specification Class\Building Equipment\Fire Protection\Fire Alarm Systems\Smoke Detectors | Fire Detection, Fire Detectors, Smoke | FD-FD-Sm | \Classifications\Specification Class\VBIS\FD - Fire Detection\FD-FD - Fire Detectors\FD-FD-Sm - Smoke |  | UNKNOWN |  |  |  | RN-001206 | [6 empty] | 2023-07-25 | 2 - Normal | 2 - Good | 2 - Medium |  | 2 - Normal | Statutory | Preventive | High |  |  | 16y0M
1348 | Royal North Shore Hospital | RN31 - Vanderfield Building | Level 2 | RN31.02.014 | \Locations\Royal North Shore Hospital\RN31 - Vanderfield Building\Level 2 | \Geography\Oceania\Australia\New South Wales\Sydney Northern\Willoughby\St Leonards | \Organizations\101-NSW Health\8899-NSLHD | RN-001207 | Emergency Light | Emergency Light - RN31.02.014 | \Classifications\Specification Class\Building Equipment\Electrical\Other Electrical Systems\Emergency Light & Power Systems\Emergency Evacuation Lighting | Electrical Lighting, Emergency Lighting, Testing | EL-EL-Te | \Classifications\Specification Class\VBIS\EL - Electrical Lighting\EL-EL - Emergency Lighting\EL-EL-Te - Testing |  | UNKNOWN |  |  |  | RN-001207 | [6 empty] | 2023-07-25 | 2 - Normal | 2 - Good | 2 - Medium |  | 2 - Normal | Statutory | Preventive | High |  |  | 20y0M
1349 | Royal North Shore Hospital | RN31 - Vanderfield Building | Level 2 | RN31.02.014 | \Locations\Royal North Shore Hospital\RN31 - Vanderfield Building\Level 2 | \Geography\Oceania\Australia\New South Wales\Sydney Northern\Willoughby\St Leonards | \Organizations\101-NSW Health\8899-NSLHD | RN-001208 | Air Conditioner - Split System Indoor Unit | Air Conditioner - Split System Indoor Unit - RN31.02.014 | \Classifications\Specification Class\Building Equipment\HVAC\Terminal & Package Units\Package Units\Split Systems | Mechanical, Air Conditioning Unit | ME-ACU | \Classifications\Specification Class\VBIS\ME - Mechanical\ME-ACU - Air Conditioning Unit |  | MITSUBISHI ELECTRIC | PKFY-P63VKM-E |  |  | RN-001208 | [6 empty] | 2023-07-25 | 2 - Normal | 2 - Good | 2 - Medium |  | 2 - Normal | Statutory | Preventive | Medium |  |  | 8y0M
1350 | Royal North Shore Hospital | RN31 - Vanderfield Building | Level 2 | RN31.02.015 | \Locations\Royal North Shore Hospital\RN31 - Vanderfield Building\Level 2 | \Geography\Oceania\Australia\New South Wales\Sydney Northern\Willoughby\St Leonards | \Organizations\101-NSW Health\8899-NSLHD | RN-001196 | Air Conditioner - Split System Indoor Unit | Air Conditioner - Split System Indoor Unit - RN31.02.015 | \Classifications\Specification Class\Building Equipment\HVAC\Terminal & Package Units\Package Units\Split Systems | Mechanical, Air Conditioning Unit | ME-ACU | \Classifications\Specification Class\VBIS\ME - Mechanical\ME-ACU - Air Conditioning Unit |  | MITSUBISHI ELECTRIC | PKFY-P63VKM-E |  |  | RN-001196 | [6 empty] | 2023-07-25 | 2 - Normal | 2 - Good | 2 - Medium |  | 2 - Normal | Statutory | Preventive | Medium |  |  | 8y0M
1351 | Royal North Shore Hospital | RN31 - Vanderfield Building | Level 2 | RN31.02.015 | \Locations\Royal North Shore Hospital\RN31 - Vanderfield Building\Level 2 | \Geography\Oceania\Australia\New South Wales\Sydney Northern\Willoughby\St Leonards | \Organizations\101-NSW Health\8899-NSLHD | RN-001209 | Smoke Detector | Smoke Detector - RN31.02.015 | \Classifications\Specification Class\Building Equipment\Fire Protection\Fire Alarm Systems\Smoke Detectors | Fire Detection, Fire Detectors, Smoke | FD-FD-Sm | \Classifications\Specification Class\VBIS\FD - Fire Detection\FD-FD - Fire Detectors\FD-FD-Sm - Smoke |  | UNKNOWN |  |  |  | RN-001209 | [6 empty] | 2023-07-25 | 2 - Normal | 3 - Fair | 2 - Medium |  | 2 - Normal | Statutory | Preventive | High |  |  | 12y0M
1352 | Royal North Shore Hospital | RN31 - Vanderfield Building | Level 2 | RN31.02.015 | \Locations\Royal North Shore Hospital\RN31 - Vanderfield Building\Level 2 | \Geography\Oceania\Australia\New South Wales\Sydney Northern\Willoughby\St Leonards | \Organizations\101-NSW Health\8899-NSLHD | RN-001210 | Smoke Detector | Smoke Detector - RN31.02.015 | \Classifications\Specification Class\Building Equipment\Fire Protection\Fire Alarm Systems\Smoke Detectors | Fire Detection, Fire Detectors, Smoke | FD-FD-Sm | \Classifications\Specification Class\VBIS\FD - Fire Detection\FD-FD - Fire Detectors\FD-FD-Sm - Smoke |  | UNKNOWN |  |  |  | RN-001210 | [6 empty] | 2023-07-25 | 2 - Normal | 3 - Fair | 2 - Medium |  | 2 - Normal | Statutory | Preventive | High |  |  | 12y0M
1353 | Royal North Shore Hospital | RN31 - Vanderfield Building | Level 2 | RN31.02.015 | \Locations\Royal North Shore Hospital\RN31 - Vanderfield Building\Level 2 | \Geography\Oceania\Australia\New South Wales\Sydney Northern\Willoughby\St Leonards | \Organizations\101-NSW Health\8899-NSLHD | RN-001211 | Chilled Water/Hot Water Taps | Chilled Water/Hot Water Taps - RN31.02.015 | \Classifications\Specification Class\Food Service Equipment\Chilled Water/Hot Water Taps | Hydraulics, Potable Water Units, Water Filter Unit | HY-PWU-WFU | \Classifications\Specification Class\VBIS\HY - Hydraulics\HY-PWU - Potable Water Units\HY-PWU-WFU - Water Filter Unit |  | BILLI | Sahara Series 3 |  |  | RN-001211 | [6 empty] | 2023-07-25 | 2 - Normal | 3 - Fair | 1 - Low |  | 2 - Normal | Statutory | Preventive | Medium |  |  | 6y0M
1354 | Royal North Shore Hospital | RN31 - Vanderfield Building | Level 2 | RN31.02.001 | \Locations\Royal North Shore Hospital\RN31 - Vanderfield Building\Level 2\RN31.02.001 Stairway | \Geography\Oceania\Australia\New South Wales\Sydney Northern\Willoughby\St Leonards | \Organizations\101-NSW Health\8899-NSLHD | RN-001212 | Smoke Detector | Smoke Detector - RN31.02.001 | \Classifications\Specification Class\Building Equipment\Fire Protection\Fire Alarm Systems\Smoke Detectors | Fire Detection, Fire Detectors, Smoke | FD-FD-Sm | \Classifications\Specification Class\VBIS\FD - Fire Detection\FD-FD - Fire Detectors\FD-FD-Sm - Smoke |  | UNKNOWN |  |  |  | RN-001212 | [6 empty] | 2023-07-25 | 2 - Normal | 3 - Fair | 2 - Medium |  | 2 - Normal | Statutory | Preventive | High |  |  | 12y0M
1355 | Royal North Shore Hospital | RN31 - Vanderfield Building | Level 2 | RN31.02.002 | \Locations\Royal North Shore Hospital\RN31 - Vanderfield Building\Level 2\RN31.02.002 Stairs | \Geography\Oceania\Australia\New South Wales\Sydney Northern\Willoughby\St Leonards | \Organizations\101-NSW Health\8899-NSLHD | RN-001222 | Air Conditioner - Split System Indoor Unit | Air Conditioner - Split System Indoor Unit - RN31.02.002 | \Classifications\Specification Class\Building Equipment\HVAC\Terminal & Package Units\Package Units\Split Systems | Mechanical, Air Conditioning Unit | ME-ACU | \Classifications\Specification Class\VBIS\ME - Mechanical\ME-ACU - Air Conditioning Unit |  | MITSUBISHI ELECTRIC | PKFY-P20VLM-E |  | 9XM06732 | RN-001222 | [6 empty] | 2023-07-25 | 2 - Normal | 2 - Good | 2 - Medium |  | 2 - Normal | Statutory | Preventive | Medium |  |  | 8y0M
1356 | Royal North Shore Hospital | RN31 - Vanderfield Building | Level 2 | RN31.02.003 | \Locations\Royal North Shore Hospital\RN31 - Vanderfield Building\Level 2 | \Geography\Oceania\Australia\New South Wales\Sydney Northern\Willoughby\St Leonards | \Organizations\101-NSW Health\8899-NSLHD | RN-001223 | Air Conditioner - Split System Indoor Unit | Air Conditioner - Split System Indoor Unit - RN31.02.003 | \Classifications\Specification Class\Building Equipment\HVAC\Terminal & Package Units\Package Units\Split Systems | Mechanical, Air Conditioning Unit | ME-ACU | \Classifications\Specification Class\VBIS\ME - Mechanical\ME-ACU - Air Conditioning Unit |  | MITSUBISHI ELECTRIC | PKFY-P20LVM-E |  | 9XM06739 | RN-001223 |  |  |  |  | 2019-01-01 |  | 2023-07-25 | 2 - Normal | 2 - Good | 2 - Medium |  | 2 - Normal | Statutory | Preventive | Medium |  |  | 5y4M
1357 | Royal North Shore Hospital | RN31 - Vanderfield Building | Level 2 | RN31.02.005 | \Locations\Royal North Shore Hospital\RN31 - Vanderfield Building\Level 2 | \Geography\Oceania\Australia\New South Wales\Sydney Northern\Willoughby\St Leonards | \Organizations\101-NSW Health\8899-NSLHD | RN-001229 | Air Conditioner - Split System Indoor Unit | Air Conditioner - Split System Indoor Unit - RN31.02.005 | \Classifications\Specification Class\Building Equipment\HVAC\Terminal & Package Units\Package Units\Split Systems | Mechanical, Air Conditioning Unit | ME-ACU | \Classifications\Specification Class\VBIS\ME - Mechanical\ME-ACU - Air Conditioning Unit |  | MITSUBISHI ELECTRIC | PKFY-P20VLM-E |  | 9XM06756 | RN-001229 |  |  |  |  | 2019-01-01 |  | 2023-07-25 | 2 - Normal | 2 - Good | 2 - Medium |  | 2 - Normal | Statutory | Preventive | Medium |  |  | 5y4M
1358 | Royal North Shore Hospital | RN31 - Vanderfield Building | Level 2 | RN31.02.006 | \Locations\Royal North Shore Hospital\RN31 - Vanderfield Building\Level 2 | \Geography\Oceania\Australia\New South Wales\Sydney Northern\Willoughby\St Leonards | \Organizations\101-NSW Health\8899-NSLHD | RN-001231 | Smoke Detector | Smoke Detector - RN31.02.006 | \Classifications\Specification Class\Building Equipment\Fire Protection\Fire Alarm Systems\Smoke Detectors | Fire Detection, Fire Detectors, Smoke | FD-FD-Sm | \Classifications\Specification Class\VBIS\FD - Fire Detection\FD-FD - Fire Detectors\FD-FD-Sm - Smoke |  | UNKNOWN |  |  |  | RN-001231 | [6 empty] | 2023-07-25 | 2 - Normal | 2 - Good | 2 - Medium |  | 2 - Normal | Statutory | Preventive | High |  |  | 16y0M
1359 | Royal North Shore Hospital | RN31 - Vanderfield Building | Level 2 | External | \Locations\Royal North Shore Hospital\RN31 - Vanderfield Building\Level 2 | \Geography\Oceania\Australia\New South Wales\Sydney Northern\Willoughby\St Leonards | \Organizations\101-NSW Health\8899-NSLHD | RN-001233 | Smoke Detector | Smoke Detector - External | \Classifications\Specification Class\Building Equipment\Fire Protection\Fire Alarm Systems\Smoke Detectors | Fire Detection, Fire Detectors, Smoke | FD-FD-Sm | \Classifications\Specification Class\VBIS\FD - Fire Detection\FD-FD - Fire Detectors\FD-FD-Sm - Smoke |  | UNKNOWN |  |  |  | RN-001233 | [5 empty] | Back Corridor | 2023-07-25 | 2 - Normal | 3 - Fair | 2 - Medium |  | 2 - Normal | Statutory | Preventive | High |  |  | 12y0M
1360 | Royal North Shore Hospital | RN31 - Vanderfield Building | Level 2 | External | \Locations\Royal North Shore Hospital\RN31 - Vanderfield Building\Level 2 | \Geography\Oceania\Australia\New South Wales\Sydney Northern\Willoughby\St Leonards | \Organizations\101-NSW Health\8899-NSLHD | RN-001240 | Smoke Detector | Smoke Detector - External | \Classifications\Specification Class\Building Equipment\Fire Protection\Fire Alarm Systems\Smoke Detectors | Fire Detection, Fire Detectors, Smoke | FD-FD-Sm | \Classifications\Specification Class\VBIS\FD - Fire Detection\FD-FD - Fire Detectors\FD-FD-Sm - Smoke |  | UNKNOWN |  |  |  | RN-001240 | [5 empty] | Back Corridor | 2023-07-25 | 2 - Normal | 3 - Fair | 2 - Medium |  | 2 - Normal | Statutory | Preventive | High |  |  | 12y0M
1361 | Royal North Shore Hospital | RN31 - Vanderfield Building | Level 2 | External | \Locations\Royal North Shore Hospital\RN31 - Vanderfield Building\Level 2 | \Geography\Oceania\Australia\New South Wales\Sydney Northern\Willoughby\St Leonards | \Organizations\101-NSW Health\8899-NSLHD | RN-001239 | Smoke Detector | Smoke Detector - External | \Classifications\Specification Class\Building Equipment\Fire Protection\Fire Alarm Systems\Smoke Detectors | Fire Detection, Fire Detectors, Smoke | FD-FD-Sm | \Classifications\Specification Class\VBIS\FD - Fire Detection\FD-FD - Fire Detectors\FD-FD-Sm - Smoke |  | UNKNOWN |  |  |  | RN-001239 | [5 empty] | Back Corridor | 2023-07-25 | 2 - Normal | 3 - Fair | 2 - Medium |  | 2 - Normal | Statutory | Preventive | High |  |  | 12y0M
1362 | Royal North Shore Hospital | RN31 - Vanderfield Building | Level 2 | External | \Locations\Royal North Shore Hospital\RN31 - Vanderfield Building\Level 2 | \Geography\Oceania\Australia\New South Wales\Sydney Northern\Willoughby\St Leonards | \Organizations\101-NSW Health\8899-NSLHD | RN-001238 | Smoke Detector | Smoke Detector - External | \Classifications\Specification Class\Building Equipment\Fire Protection\Fire Alarm Systems\Smoke Detectors | Fire Detection, Fire Detectors, Smoke | FD-FD-Sm | \Classifications\Specification Class\VBIS\FD - Fire Detection\FD-FD - Fire Detectors\FD-FD-Sm - Smoke |  | UNKNOWN |  |  |  | RN-001238 | [5 empty] | Back Corridor | 2023-07-25 | 2 - Normal | 3 - Fair | 2 - Medium |  | 2 - Normal | Statutory | Preventive | High |  |  | 12y0M
1363 | Royal North Shore Hospital | RN31 - Vanderfield Building | Level 2 | External | \Locations\Royal North Shore Hospital\RN31 - Vanderfield Building\Level 2 | \Geography\Oceania\Australia\New South Wales\Sydney Northern\Willoughby\St Leonards | \Organizations\101-NSW Health\8899-NSLHD | RN-001237 | Fire Extinguisher - CO2 | Fire Extinguisher - CO2 - External | \Classifications\Specification Class\Building Equipment\Fire Protection\Fire Protection Specialities\Fire Extinguishers\CO2 | Fire Suppression, Portable Fire Extinguisher, Carbon Dioxide | FS-PFE-CD | \Classifications\Specification Class\VBIS\FS - Fire Suppression\FS-PFE - Portable Fire Extinguisher\FS-PFE-CD - Carbon Dioxide |  | CHUBB | 3.5kg |  |  | RN-001237 | [5 empty] | Back Corridor | 2023-07-25 | 2 - Normal | 3 - Fair | 2 - Medium |  | 2 - Normal | Statutory | Preventive | High |  |  | 9y0M
1364 | Royal North Shore Hospital | RN31 - Vanderfield Building | Level 2 | External | \Locations\Royal North Shore Hospital\RN31 - Vanderfield Building\Level 2 | \Geography\Oceania\Australia\New South Wales\Sydney Northern\Willoughby\St Leonards | \Organizations\101-NSW Health\8899-NSLHD | RN-001236 | Distribution Board | Distribution Board - External | \Classifications\Specification Class\Building Equipment\Electrical\Electrical Service & Distribution\Distribution Boards | Electrical Power, Switchboard, Main Switch Board | EP-SB-MSB | \Classifications\Specification Class\VBIS\EP - Electrical Power\EP-SB - Switchboard\EP-SB-MSB - Main Switch Board |  | ELECTROMASTER |  |  |  | RN-001236 | [5 empty] | Back Corridor | 2023-07-25 | 2 - Normal | 2 - Good | 3 - High |  | 2 - Normal | Statutory | Preventive | High |  |  | 20y0M | [9 empty] | Building 31 Air Conditioning Central Controller
1365 | Royal North Shore Hospital | RN31 - Vanderfield Building | Level 2 | External | \Locations\Royal North Shore Hospital\RN31 - Vanderfield Building\Level 2 | \Geography\Oceania\Australia\New South Wales\Sydney Northern\Willoughby\St Leonards | \Organizations\101-NSW Health\8899-NSLHD | RN-001256 | Air Conditioner - Indoor Ducted Unit - OU.4 | Air Conditioner - Indoor Ducted Unit - OU.4 - External | \Classifications\Specification Class\Building Equipment\HVAC\Terminal & Package Units\Fan Coil Units | Mechanical, Fan Coil Units, Cassette | ME-FCU-Ca | \Classifications\Specification Class\VBIS\ME - Mechanical\ME-FCU - Fan Coil Units\ME-FCU-Ca - Cassette |  | MITSUBISHI ELECTRIC | PURY-P400YNW-A |  | 08W03509 | RN-001256 |  |  |  |  | 2020-01-01 | Back Corridor | 2023-07-25 | 2 - Normal | 2 - Good | 3 - High |  | 2 - Normal | Statutory | Preventive | High |  |  | 21y4M
1366 | Royal North Shore Hospital | RN31 - Vanderfield Building | Level 2 | External | \Locations\Royal North Shore Hospital\RN31 - Vanderfield Building\Level 2 | \Geography\Oceania\Australia\New South Wales\Sydney Northern\Willoughby\St Leonards | \Organizations\101-NSW Health\8899-NSLHD | RN-001257 | Air Conditioner - Indoor Ducted Unit - OU.3 | Air Conditioner - Indoor Ducted Unit - OU.3 - External | \Classifications\Specification Class\Building Equipment\HVAC\Terminal & Package Units\Fan Coil Units | Mechanical, Fan Coil Units, Cassette | ME-FCU-Ca | \Classifications\Specification Class\VBIS\ME - Mechanical\ME-FCU - Fan Coil Units\ME-FCU-Ca - Cassette |  | MITSUBISHI ELECTRIC | PURY-P350YNW-A |  | 09W05321 | RN-001257 |  |  |  |  | 2020-01-01 | Back Corridor | 2023-07-25 | 2 - Normal | 2 - Good | 3 - High |  | 2 - Normal | Statutory | Preventive | High |  |  | 21y4M
1367 | Royal North Shore Hospital | RN33 - Orthotics | Level 1 | RN33.01.001 | \Locations\Royal North Shore Hospital\RN33 - Orthotics\Level 1 | \Geography\Oceania\Australia\New South Wales\Sydney Northern\Willoughby\St Leonards | \Organizations\101-NSW Health\8899-NSLHD | RN-001258 | Smoke Detector | Smoke Detector - RN33.01.001 | \Classifications\Specification Class\Building Equipment\Fire Protection\Fire Alarm Systems\Smoke Detectors | Fire Detection, Fire Detectors, Smoke | FD-FD-Sm | \Classifications\Specification Class\VBIS\FD - Fire Detection\FD-FD - Fire Detectors\FD-FD-Sm - Smoke |  | UNKNOWN |  |  |  | RN-001258 | [6 empty] | 2023-07-25 | 2 - Normal | 3 - Fair | 2 - Medium |  | 2 - Normal | Statutory | Preventive | High |  |  | 12y0M
1368 | Royal North Shore Hospital | RN33 - Orthotics | Level 1 | RN33.01.001 | \Locations\Royal North Shore Hospital\RN33 - Orthotics\Level 1 | \Geography\Oceania\Australia\New South Wales\Sydney Northern\Willoughby\St Leonards | \Organizations\101-NSW Health\8899-NSLHD | RN-001259 | Emergency Light | Emergency Light - RN33.01.001 | \Classifications\Specification Class\Building Equipment\Electrical\Other Electrical Systems\Emergency Light & Power Systems\Emergency Evacuation Lighting | Electrical Lighting, Emergency Lighting, Testing | EL-EL-Te | \Classifications\Specification Class\VBIS\EL - Electrical Lighting\EL-EL - Emergency Lighting\EL-EL-Te - Testing |  | UNKNOWN |  |  |  | RN-001259 | [6 empty] | 2023-07-25 | 2 - Normal | 2 - Good | 2 - Medium |  | 2 - Normal | Statutory | Preventive | High |  |  | 20y0M
1369 | Royal North Shore Hospital | RN33 - Orthotics | Level 1 | RN33.01.016 | \Locations\Royal North Shore Hospital\RN33 - Orthotics\Level 1 | \Geography\Oceania\Australia\New South Wales\Sydney Northern\Willoughby\St Leonards | \Organizations\101-NSW Health\8899-NSLHD | RN-001275 | Smoke Detector | Smoke Detector - RN33.01.016 | \Classifications\Specification Class\Building Equipment\Fire Protection\Fire Alarm Systems\Smoke Detectors | Fire Detection, Fire Detectors, Smoke | FD-FD-Sm | \Classifications\Specification Class\VBIS\FD - Fire Detection\FD-FD - Fire Detectors\FD-FD-Sm - Smoke |  | UNKNOWN |  |  |  | RN-001275 | [6 empty] | 2023-07-25 | 2 - Normal | 3 - Fair | 2 - Medium |  | 2 - Normal | Statutory | Preventive | High |  |  | 12y0M
1370 | Royal North Shore Hospital | RN33 - Orthotics | Level 1 | RN33.01.015 | \Locations\Royal North Shore Hospital\RN33 - Orthotics\Level 1 | \Geography\Oceania\Australia\New South Wales\Sydney Northern\Willoughby\St Leonards | \Organizations\101-NSW Health\8899-NSLHD | RN-001274 | Smoke Detector | Smoke Detector - RN33.01.015 | \Classifications\Specification Class\Building Equipment\Fire Protection\Fire Alarm Systems\Smoke Detectors | Fire Detection, Fire Detectors, Smoke | FD-FD-Sm | \Classifications\Specification Class\VBIS\FD - Fire Detection\FD-FD - Fire Detectors\FD-FD-Sm - Smoke |  | UNKNOWN |  |  |  | RN-001274 | [6 empty] | 2023-07-25 | 2 - Normal | 3 - Fair | 2 - Medium |  | 2 - Normal | Statutory | Preventive | High |  |  | 12y0M
1371 | Royal North Shore Hospital | RN33 - Orthotics | Level 1 | RN33.01.015 | \Locations\Royal North Shore Hospital\RN33 - Orthotics\Level 1 | \Geography\Oceania\Australia\New South Wales\Sydney Northern\Willoughby\St Leonards | \Organizations\101-NSW Health\8899-NSLHD | RN-001273 | Air Conditioner - Split System Indoor Unit | Air Conditioner - Split System Indoor Unit - RN33.01.015 | \Classifications\Specification Class\Building Equipment\HVAC\Terminal & Package Units\Package Units\Split Systems | Mechanical, Air Conditioning Unit | ME-ACU | \Classifications\Specification Class\VBIS\ME - Mechanical\ME-ACU - Air Conditioning Unit |  | HITACHI | RAS-60YHA3 |  | 1333482246 | RN-001273 | [6 empty] | 2023-07-25 | 2 - Normal | 3 - Fair | 2 - Medium |  | 2 - Normal | Statutory | Preventive | Medium |  |  | 6y0M
1372 | Royal North Shore Hospital | RN33 - Orthotics | Level 1 | RN33.01.017 | \Locations\Royal North Shore Hospital\RN33 - Orthotics\Level 1 | \Geography\Oceania\Australia\New South Wales\Sydney Northern\Willoughby\St Leonards | \Organizations\101-NSW Health\8899-NSLHD | RN-001271 | Smoke Detector | Smoke Detector - RN33.01.017 | \Classifications\Specification Class\Building Equipment\Fire Protection\Fire Alarm Systems\Smoke Detectors | Fire Detection, Fire Detectors, Smoke | FD-FD-Sm | \Classifications\Specification Class\VBIS\FD - Fire Detection\FD-FD - Fire Detectors\FD-FD-Sm - Smoke |  | UNKNOWN |  |  |  | RN-001271 | [6 empty] | 2023-07-25 | 2 - Normal | 2 - Good | 2 - Medium |  | 2 - Normal | Statutory | Preventive | High |  |  | 16y0M
1373 | Royal North Shore Hospital | RN33 - Orthotics | Level 1 | RN33.01.017 | \Locations\Royal North Shore Hospital\RN33 - Orthotics\Level 1 | \Geography\Oceania\Australia\New South Wales\Sydney Northern\Willoughby\St Leonards | \Organizations\101-NSW Health\8899-NSLHD | RN-001272 | Air Conditioner - Split System Indoor Unit | Air Conditioner - Split System Indoor Unit - RN33.01.017 | \Classifications\Specification Class\Building Equipment\HVAC\Terminal & Package Units\Package Units\Split Systems | Mechanical, Air Conditioning Unit | ME-ACU | \Classifications\Specification Class\VBIS\ME - Mechanical\ME-ACU - Air Conditioning Unit |  | HITACHI | RAS-25YHA3 |  | 4631 | RN-001272 | [6 empty] | 2023-07-25 | 2 - Normal | 3 - Fair | 2 - Medium |  | 2 - Normal | Statutory | Preventive | Medium |  |  | 6y0M
1374 | Royal North Shore Hospital | RN33 - Orthotics | Level 1 | RN33.01.017 | \Locations\Royal North Shore Hospital\RN33 - Orthotics\Level 1 | \Geography\Oceania\Australia\New South Wales\Sydney Northern\Willoughby\St Leonards | \Organizations\101-NSW Health\8899-NSLHD | RN-001262 | General Exhaust Fan | General Exhaust Fan - RN33.01.017 | \Classifications\Specification Class\Building Equipment\HVAC\Distribution Systems\Exhaust Ventilation\General Exhaust Fans | Mechanical, Fans | ME-Fa | \Classifications\Specification Class\VBIS\ME - Mechanical\ME-Fa - Fans |  | ECHTOP | TAI80B-2 |  | 1610-161 | RN-001262 | [6 empty] | 2023-07-25 | 2 - Normal | 2 - Good | 2 - Medium |  | 2 - Normal | Non-Statutory | Preventive | Medium |  |  | 8y0M
1375 | Royal North Shore Hospital | RN33 - Orthotics | Level 1 | RN33.01.015 | \Locations\Royal North Shore Hospital\RN33 - Orthotics\Level 1 | \Geography\Oceania\Australia\New South Wales\Sydney Northern\Willoughby\St Leonards | \Organizations\101-NSW Health\8899-NSLHD | RN-001261 | General Exhaust Fan | General Exhaust Fan - RN33.01.015 | \Classifications\Specification Class\Building Equipment\HVAC\Distribution Systems\Exhaust Ventilation\General Exhaust Fans | Mechanical, Fans | ME-Fa | \Classifications\Specification Class\VBIS\ME - Mechanical\ME-Fa - Fans |  | VORTICE |  |  |  | RN-001261 | [6 empty] | 2023-07-25 | 2 - Normal | 2 - Good | 2 - Medium |  | 2 - Normal | Non-Statutory | Preventive | Medium |  |  | 8y0M
1376 | Royal North Shore Hospital | RN33 - Orthotics | Level 1 | RN33.01.014 | \Locations\Royal North Shore Hospital\RN33 - Orthotics\Level 1 | \Geography\Oceania\Australia\New South Wales\Sydney Northern\Willoughby\St Leonards | \Organizations\101-NSW Health\8899-NSLHD | RN-001260 | Dehydrating Oven | Dehydrating Oven - RN33.01.014 | \Classifications\Specification Class\BioMedical Equipment Specification\Device Applications\Healthcare facility products and adaptations\Ovens\Laboratory ovens |  |  | \Classifications\Specification Class\VBIS\MLE - Medical & Laboratory Equipment |  | THERMOLINE | TD-500F |  | 54053 | RN-001260 | [6 empty] | 2023-07-25 | 2 - Normal | 3 - Fair | 2 - Medium |  | 2 - Normal | Non-Statutory | Preventive | Medium |  |  | 6y0M
1377 | Royal North Shore Hospital | RN33 - Orthotics | Level 1 | RN33.01.014 | \Locations\Royal North Shore Hospital\RN33 - Orthotics\Level 1 | \Geography\Oceania\Australia\New South Wales\Sydney Northern\Willoughby\St Leonards | \Organizations\101-NSW Health\8899-NSLHD | RN-001276 | Laboratory Oven | Laboratory Oven - RN33.01.014 | \Classifications\Specification Class\BioMedical Equipment Specification\Device Applications\Healthcare facility products and adaptations\Ovens\Laboratory ovens |  |  | \Classifications\Specification Class\VBIS\MLE - Medical & Laboratory Equipment |  | OTTOBOCK |  |  |  | RN-001276 | [6 empty] | 2023-07-25 | 2 - Normal | 3 - Fair | 2 - Medium |  | 2 - Normal | Non-Statutory | Preventive | Medium |  |  | 6y0M
1378 | Royal North Shore Hospital | RN33 - Orthotics | Level 1 | RN33.01.014 | \Locations\Royal North Shore Hospital\RN33 - Orthotics\Level 1 | \Geography\Oceania\Australia\New South Wales\Sydney Northern\Willoughby\St Leonards | \Organizations\101-NSW Health\8899-NSLHD | RN-001277 | Air Conditioner - Split System Indoor Unit | Air Conditioner - Split System Indoor Unit - RN33.01.014 | \Classifications\Specification Class\Building Equipment\HVAC\Terminal & Package Units\Package Units\Split Systems | Mechanical, Air Conditioning Unit | ME-ACU | \Classifications\Specification Class\VBIS\ME - Mechanical\ME-ACU - Air Conditioning Unit |  | HITACHI |  |  |  | RN-001277 | [6 empty] | 2023-07-25 | 2 - Normal | 3 - Fair | 2 - Medium |  | 2 - Normal | Statutory | Preventive | Medium |  |  | 6y0M
1379 | Royal North Shore Hospital | RN33 - Orthotics | Level 1 | RN33.01.005 | \Locations\Royal North Shore Hospital\RN33 - Orthotics\Level 1 | \Geography\Oceania\Australia\New South Wales\Sydney Northern\Willoughby\St Leonards | \Organizations\101-NSW Health\8899-NSLHD | RN-001306 | Workshop Equipment - Belt Sander | Workshop Equipment - Belt Sander - RN33.01.005 | \Classifications\Specification Class\Building Equipment\Infrastructure and Grounds\Workshop Equipment |  |  | \Classifications\Specification Class\VBIS\TTE - Tools and Test Equipment\TTE-San - Sander |  | HAFCO | BS-152 |  | 87 | RN-001306 |  |  |  |  | 2011-01-01 |  | 2023-07-25 | 2 - Normal | 3 - Fair | 1 - Low | Expected life could be extended based on the visual condition assessment. | 2 - Normal | Non-Statutory | Run To Failure | Low |  |  | 2y4M
1380 | Royal North Shore Hospital | RN33 - Orthotics | Level 1 | RN33.01.005 | \Locations\Royal North Shore Hospital\RN33 - Orthotics\Level 1 | \Geography\Oceania\Australia\New South Wales\Sydney Northern\Willoughby\St Leonards | \Organizations\101-NSW Health\8899-NSLHD | RN-001307 | Workshop Equipment - Industrial Grinder/Sander | Workshop Equipment - Industrial Grinder/Sander - RN33.01.005 | \Classifications\Specification Class\Building Equipment\Infrastructure and Grounds\Workshop Equipment |  |  | \Classifications\Specification Class\VBIS\TTE - Tools and Test Equipment\TTE-San - Sander |  | OTTOBOCK | MOBR100V-4/2 |  |  | RN-001307 | [6 empty] | 2023-07-25 | 2 - Normal | 3 - Fair | 1 - Low |  | 2 - Normal | Non-Statutory | Run To Failure | Low |  |  | 9y0M
1381 | Royal North Shore Hospital | RN33 - Orthotics | Level 1 | RN33.01.005 | \Locations\Royal North Shore Hospital\RN33 - Orthotics\Level 1 | \Geography\Oceania\Australia\New South Wales\Sydney Northern\Willoughby\St Leonards | \Organizations\101-NSW Health\8899-NSLHD | RN-001308 | Workshop Equipment - Industrial Grinder/Sander | Workshop Equipment - Industrial Grinder/Sander - RN33.01.005 | \Classifications\Specification Class\Building Equipment\Infrastructure and Grounds\Workshop Equipment |  |  | \Classifications\Specification Class\VBIS\TTE - Tools and Test Equipment\TTE-San - Sander |  | GOTZ | 380713 COMBI 110 |  | 9625 | RN-001308 |  |  |  |  | 2014-01-01 |  | 2023-07-25 | 2 - Normal | 3 - Fair | 1 - Low |  | 2 - Normal | Non-Statutory | Run To Failure | Low |  |  | 5y4M
1382 | Royal North Shore Hospital | RN33 - Orthotics | Level 1 | RN33.01.005 | \Locations\Royal North Shore Hospital\RN33 - Orthotics\Level 1 | \Geography\Oceania\Australia\New South Wales\Sydney Northern\Willoughby\St Leonards | \Organizations\101-NSW Health\8899-NSLHD | RN-001309 | Workshop Equipment - Industrial Grinder/Sander | Workshop Equipment - Industrial Grinder/Sander - RN33.01.005 | \Classifications\Specification Class\Building Equipment\Infrastructure and Grounds\Workshop Equipment |  |  | \Classifications\Specification Class\VBIS\TTE - Tools and Test Equipment\TTE-San - Sander |  | OTTOBOCK | 701F41 | Pro-Fit 3000 | 201648003 | RN-001309 |  |  |  |  | 2016-01-01 |  | 2023-07-25 | 2 - Normal | 3 - Fair | 1 - Low |  | 2 - Normal | Non-Statutory | Run To Failure | Low |  |  | 7y4M
1383 | Royal North Shore Hospital | RN33 - Orthotics | Level 1 | RN33.01.005 | \Locations\Royal North Shore Hospital\RN33 - Orthotics\Level 1 | \Geography\Oceania\Australia\New South Wales\Sydney Northern\Willoughby\St Leonards | \Organizations\101-NSW Health\8899-NSLHD | RN-001324 | Workshop Equipment - Metal Saw | Workshop Equipment - Metal Saw - RN33.01.005 | \Classifications\Specification Class\Building Equipment\Infrastructure and Grounds\Workshop Equipment |  |  | \Classifications\Specification Class\VBIS\TTE - Tools and Test Equipment\TTE-PSa - Power Saw |  | MACC | Special 215 |  | 34084 | RN-001324 |  |  |  |  | 1996-01-01 |  | 2023-07-25 | 2 - Normal | 3 - Fair | 1 - Low | Expected life could be extended based on the visual condition assessment. | 2 - Normal | Non-Statutory | Run To Failure | Low |  |  | 0y0M
1384 | Royal North Shore Hospital | RN33 - Orthotics | Level 1 | RN33.01.005 | \Locations\Royal North Shore Hospital\RN33 - Orthotics\Level 1 | \Geography\Oceania\Australia\New South Wales\Sydney Northern\Willoughby\St Leonards | \Organizations\101-NSW Health\8899-NSLHD | RN-001325 | Smoke Detector | Smoke Detector - RN33.01.005 | \Classifications\Specification Class\Building Equipment\Fire Protection\Fire Alarm Systems\Smoke Detectors | Fire Detection, Fire Detectors, Smoke | FD-FD-Sm | \Classifications\Specification Class\VBIS\FD - Fire Detection\FD-FD - Fire Detectors\FD-FD-Sm - Smoke |  | UNKNOWN |  |  |  | RN-001325 | [6 empty] | 2023-07-25 | 2 - Normal | 2 - Good | 2 - Medium |  | 2 - Normal | Statutory | Preventive | High |  |  | 16y0M
1385 | Royal North Shore Hospital | RN33 - Orthotics | Level 1 | RN33.01.006 | \Locations\Royal North Shore Hospital\RN33 - Orthotics\Level 1 | \Geography\Oceania\Australia\New South Wales\Sydney Northern\Willoughby\St Leonards | \Organizations\101-NSW Health\8899-NSLHD | RN-001323 | Flammable Liquids Cabinet | Flammable Liquids Cabinet - RN33.01.006 | \Classifications\Specification Class\Building Equipment\Fire Protection\Fire Protection Specialities | Fire Suppression, Portable Fire Extinguisher Protection, Cabinets | FS-PFEP-Ca | \Classifications\Specification Class\VBIS\FS - Fire Suppression\FS-PFEP - Portable Fire Extinguisher Protection\FS-PFEP-Ca - Cabinets |  | ASECOS | EN 14470-1 |  |  | RN-001323 | [6 empty] | 2023-07-25 | 2 - Normal | 2 - Good | 2 - Medium |  | 2 - Normal | Statutory | Preventive | High |  |  | 20y0M
1386 | Royal North Shore Hospital | RN33 - Orthotics | Level 1 | RN33.01.006 | \Locations\Royal North Shore Hospital\RN33 - Orthotics\Level 1 | \Geography\Oceania\Australia\New South Wales\Sydney Northern\Willoughby\St Leonards | \Organizations\101-NSW Health\8899-NSLHD | RN-001322 | Fume Cabinet | Fume Cabinet - RN33.01.006 | \Classifications\Specification Class\Building Equipment\HVAC\Other HVAC Systems & Equipment\Dust & Fume Collectors\Fume Cabinets | Mechanical, Fume Exhaust Equipment, Fume Cupboard | ME-FEE-FC | \Classifications\Specification Class\VBIS\ME - Mechanical\ME-FEE - Fume Exhaust Equipment\ME-FEE-FC - Fume Cupboard |  | OTTOBOCK |  |  |  | RN-001322 | [6 empty] | 2023-07-25 | 2 - Normal | 3 - Fair | 2 - Medium |  | 2 - Normal | Statutory | Preventive | High |  |  | 6y0M
1387 | Royal North Shore Hospital | RN33 - Orthotics | Level 1 | RN33.01.006 | \Locations\Royal North Shore Hospital\RN33 - Orthotics\Level 1 | \Geography\Oceania\Australia\New South Wales\Sydney Northern\Willoughby\St Leonards | \Organizations\101-NSW Health\8899-NSLHD | RN-001321 | Carbon Fibre Workstation | Carbon Fibre Workstation - RN33.01.006 | \Classifications\Specification Class\BioMedical Equipment Specification\High-Level Device Groups\Workstations and associated devices |  |  | \Classifications\Specification Class\VBIS\FFE - Furniture, Fittings & Equipment\FFE-De - Desks |  | AFT |  |  |  | RN-001321 | [6 empty] | 2023-07-25 | 2 - Normal | 2 - Good | 2 - Medium |  | 2 - Normal | Non-Statutory | Preventive | High |  |  | 8y0M
1388 | Royal North Shore Hospital | RN33 - Orthotics | Level 1 | RN33.01.007 | \Locations\Royal North Shore Hospital\RN33 - Orthotics\Level 1 | \Geography\Oceania\Australia\New South Wales\Sydney Northern\Willoughby\St Leonards | \Organizations\101-NSW Health\8899-NSLHD | RN-001320 | Workshop Equipment - Tig Welder | Workshop Equipment - Tig Welder - RN33.01.007 | \Classifications\Specification Class\Building Equipment\Infrastructure and Grounds\Workshop Equipment |  |  | \Classifications\Specification Class\VBIS\TTE - Tools and Test Equipment\TTE-GW - Gas Welder |  | LINCOLN ELECTRIC | Square Wave TIG 255 |  |  | RN-001320 | [6 empty] | 2023-07-25 | 2 - Normal | 3 - Fair | 1 - Low |  | 2 - Normal | Non-Statutory | Run To Failure | Low |  |  | 9y0M
1389 | Royal North Shore Hospital | RN33 - Orthotics | Level 1 | RN33.01.007 | \Locations\Royal North Shore Hospital\RN33 - Orthotics\Level 1 | \Geography\Oceania\Australia\New South Wales\Sydney Northern\Willoughby\St Leonards | \Organizations\101-NSW Health\8899-NSLHD | RN-001319 | Workshop Equipment - Industrial Grinder/Sander | Workshop Equipment - Industrial Grinder/Sander - RN33.01.007 | \Classifications\Specification Class\Building Equipment\Infrastructure and Grounds\Workshop Equipment |  |  | \Classifications\Specification Class\VBIS\TTE - Tools and Test Equipment\TTE-San - Sander |  | WALDOWN | Bench Grinder |  |  | RN-001319 | [6 empty] | 2023-07-25 | 2 - Normal | 3 - Fair | 1 - Low |  | 2 - Normal | Non-Statutory | Run To Failure | Low |  |  | 9y0M
1390 | Royal North Shore Hospital | RN33 - Orthotics | Level 1 | RN33.01.007 | \Locations\Royal North Shore Hospital\RN33 - Orthotics\Level 1 | \Geography\Oceania\Australia\New South Wales\Sydney Northern\Willoughby\St Leonards | \Organizations\101-NSW Health\8899-NSLHD | RN-001318 | Smoke Detector | Smoke Detector - RN33.01.007 | \Classifications\Specification Class\Building Equipment\Fire Protection\Fire Alarm Systems\Smoke Detectors | Fire Detection, Fire Detectors, Smoke | FD-FD-Sm | \Classifications\Specification Class\VBIS\FD - Fire Detection\FD-FD - Fire Detectors\FD-FD-Sm - Smoke |  | UNKNOWN |  |  |  | RN-001318 | [6 empty] | 2023-07-25 | 2 - Normal | 3 - Fair | 2 - Medium |  | 2 - Normal | Statutory | Preventive | High |  |  | 12y0M
1391 | Royal North Shore Hospital | RN33 - Orthotics | Level 1 | RN33.01.006 | \Locations\Royal North Shore Hospital\RN33 - Orthotics\Level 1 | \Geography\Oceania\Australia\New South Wales\Sydney Northern\Willoughby\St Leonards | \Organizations\101-NSW Health\8899-NSLHD | RN-001317 | Smoke Detector | Smoke Detector - RN33.01.006 | \Classifications\Specification Class\Building Equipment\Fire Protection\Fire Alarm Systems\Smoke Detectors | Fire Detection, Fire Detectors, Smoke | FD-FD-Sm | \Classifications\Specification Class\VBIS\FD - Fire Detection\FD-FD - Fire Detectors\FD-FD-Sm - Smoke |  | UNKNOWN |  |  |  | RN-001317 | [6 empty] | 2023-07-25 | 2 - Normal | 3 - Fair | 2 - Medium |  | 2 - Normal | Statutory | Preventive | High |  |  | 12y0M
1392 | Royal North Shore Hospital | RN33 - Orthotics | Level 1 | RN33.01.006 | \Locations\Royal North Shore Hospital\RN33 - Orthotics\Level 1 | \Geography\Oceania\Australia\New South Wales\Sydney Northern\Willoughby\St Leonards | \Organizations\101-NSW Health\8899-NSLHD | RN-001316 | General Exhaust Fan | General Exhaust Fan - RN33.01.006 | \Classifications\Specification Class\Building Equipment\HVAC\Distribution Systems\Exhaust Ventilation\General Exhaust Fans | Mechanical, Fans | ME-Fa | \Classifications\Specification Class\VBIS\ME - Mechanical\ME-Fa - Fans |  | VORTICE |  |  |  | RN-001316 | [6 empty] | 2023-07-25 | 2 - Normal | 2 - Good | 2 - Medium |  | 2 - Normal | Non-Statutory | Preventive | Medium |  |  | 8y0M
1393 | Royal North Shore Hospital | RN33 - Orthotics | Level 1 | RN33.01.010 | \Locations\Royal North Shore Hospital\RN33 - Orthotics\Level 1 | \Geography\Oceania\Australia\New South Wales\Sydney Northern\Willoughby\St Leonards | \Organizations\101-NSW Health\8899-NSLHD | RN-001315 | Workshop Equipment - Bandsaw | Workshop Equipment - Bandsaw - RN33.01.010 | \Classifications\Specification Class\Building Equipment\Infrastructure and Grounds\Workshop Equipment |  |  | \Classifications\Specification Class\VBIS\TTE - Tools and Test Equipment\TTE-PSa - Power Saw\TTE-PSa-BSa - Band Saw |  | STEELFAST |  |  |  | RN-001315 | [6 empty] | 2023-07-25 | 2 - Normal | 3 - Fair | 1 - Low |  | 2 - Normal | Non-Statutory | Run To Failure | Low |  |  | 9y0M
1394 | Royal North Shore Hospital | RN33 - Orthotics | Level 1 | RN33.01.010 | \Locations\Royal North Shore Hospital\RN33 - Orthotics\Level 1 | \Geography\Oceania\Australia\New South Wales\Sydney Northern\Willoughby\St Leonards | \Organizations\101-NSW Health\8899-NSLHD | RN-001314 | Emergency Showers & Eyewash | Emergency Showers & Eyewash - RN33.01.010 | \Classifications\Specification Class\Building Equipment\Plumbing\Emergency Showers & Eyewash | Hydraulics, Safety, Emergency Combination Eye Wash Shower Station | HY-Sa-ECEWSS | \Classifications\Specification Class\VBIS\HY - Hydraulics\HY-Sa - Safety\HY-Sa-ECEWSS - Emergency Combination Eye Wash Shower Station |  | ENWARE |  |  |  | RN-001314 | [6 empty] | 2023-07-25 | 2 - Normal | 2 - Good | 2 - Medium |  | 2 - Normal | Statutory | Preventive | High |  |  | 8y0M
1395 | Royal North Shore Hospital | RN33 - Orthotics | Level 1 | RN33.01.010 | \Locations\Royal North Shore Hospital\RN33 - Orthotics\Level 1 | \Geography\Oceania\Australia\New South Wales\Sydney Northern\Willoughby\St Leonards | \Organizations\101-NSW Health\8899-NSLHD | RN-001312 | Emergency Exit Sign | Emergency Exit Sign - RN33.01.010 | \Classifications\Specification Class\Building Equipment\Electrical\Other Electrical Systems\Emergency Light & Power Systems\Emergency Evacuation Lighting | Electrical Lighting, Emergency Lighting, Testing | EL-EL-Te | \Classifications\Specification Class\VBIS\EL - Electrical Lighting\EL-EL - Emergency Lighting\EL-EL-Te - Testing |  | UNKNOWN | 24m |  |  | RN-001312 | [6 empty] | 2023-07-25 | 2 - Normal | 3 - Fair | 2 - Medium |  | 2 - Normal | Statutory | Preventive | High |  |  | 15y0M
1396 | Royal North Shore Hospital | RN33 - Orthotics | Level 1 | RN33.01.010 | \Locations\Royal North Shore Hospital\RN33 - Orthotics\Level 1 | \Geography\Oceania\Australia\New South Wales\Sydney Northern\Willoughby\St Leonards | \Organizations\101-NSW Health\8899-NSLHD | RN-001313 | Smoke Detector | Smoke Detector - RN33.01.010 | \Classifications\Specification Class\Building Equipment\Fire Protection\Fire Alarm Systems\Smoke Detectors | Fire Detection, Fire Detectors, Smoke | FD-FD-Sm | \Classifications\Specification Class\VBIS\FD - Fire Detection\FD-FD - Fire Detectors\FD-FD-Sm - Smoke |  | UNKNOWN |  |  |  | RN-001313 | [6 empty] | 2023-07-25 | 2 - Normal | 3 - Fair | 2 - Medium |  | 2 - Normal | Statutory | Preventive | High |  |  | 12y0M
1397 | Royal North Shore Hospital | RN33 - Orthotics | Level 1 | RN33.01.007 | \Locations\Royal North Shore Hospital\RN33 - Orthotics\Level 1 | \Geography\Oceania\Australia\New South Wales\Sydney Northern\Willoughby\St Leonards | \Organizations\101-NSW Health\8899-NSLHD | RN-001311 | Distribution Board - DB-33.1.2 | Distribution Board - DB-33.1.2 - RN33.01.007 | \Classifications\Specification Class\Building Equipment\Electrical\Electrical Service & Distribution\Distribution Boards | Electrical Power, Switchboard, Main Switch Board | EP-SB-MSB | \Classifications\Specification Class\VBIS\EP - Electrical Power\EP-SB - Switchboard\EP-SB-MSB - Main Switch Board |  | IPD |  |  |  | RN-001311 | [6 empty] | 2023-07-25 | 2 - Normal | 3 - Fair | 3 - High |  | 2 - Normal | Statutory | Preventive | High |  |  | 15y0M
1398 | Royal North Shore Hospital | RN33 - Orthotics | Level 1 | RN33.01.010 | \Locations\Royal North Shore Hospital\RN33 - Orthotics\Level 1 | \Geography\Oceania\Australia\New South Wales\Sydney Northern\Willoughby\St Leonards | \Organizations\101-NSW Health\8899-NSLHD | RN-001310 | Emergency Light | Emergency Light - RN33.01.010 | \Classifications\Specification Class\Building Equipment\Electrical\Other Electrical Systems\Emergency Light & Power Systems\Emergency Evacuation Lighting | Electrical Lighting, Emergency Lighting, Testing | EL-EL-Te | \Classifications\Specification Class\VBIS\EL - Electrical Lighting\EL-EL - Emergency Lighting\EL-EL-Te - Testing |  | UNKNOWN |  |  |  | RN-001310 | [6 empty] | 2023-07-25 | 2 - Normal | 3 - Fair | 2 - Medium |  | 2 - Normal | Statutory | Preventive | High |  |  | 15y0M
1399 | Royal North Shore Hospital | RN33 - Orthotics | Level 1 | RN33.01.010 | \Locations\Royal North Shore Hospital\RN33 - Orthotics\Level 1 | \Geography\Oceania\Australia\New South Wales\Sydney Northern\Willoughby\St Leonards | \Organizations\101-NSW Health\8899-NSLHD | RN-001278 | Smoke Detector | Smoke Detector - RN33.01.010 | \Classifications\Specification Class\Building Equipment\Fire Protection\Fire Alarm Systems\Smoke Detectors | Fire Detection, Fire Detectors, Smoke | FD-FD-Sm | \Classifications\Specification Class\VBIS\FD - Fire Detection\FD-FD - Fire Detectors\FD-FD-Sm - Smoke |  | UNKNOWN |  |  |  | RN-001278 | [6 empty] | 2023-07-25 | 2 - Normal | 3 - Fair | 2 - Medium |  | 2 - Normal | Statutory | Preventive | High |  |  | 12y0M
1400 | Royal North Shore Hospital | RN33 - Orthotics | Level 1 | RN33.01.010 | \Locations\Royal North Shore Hospital\RN33 - Orthotics\Level 1 | \Geography\Oceania\Australia\New South Wales\Sydney Northern\Willoughby\St Leonards | \Organizations\101-NSW Health\8899-NSLHD | RN-001329 | Emergency Light | Emergency Light - RN33.01.010 | \Classifications\Specification Class\Building Equipment\Electrical\Other Electrical Systems\Emergency Light & Power Systems\Emergency Evacuation Lighting | Electrical Lighting, Emergency Lighting, Testing | EL-EL-Te | \Classifications\Specification Class\VBIS\EL - Electrical Lighting\EL-EL - Emergency Lighting\EL-EL-Te - Testing |  | UNKNOWN |  |  |  | RN-001329 | [6 empty] | 2023-07-25 | 2 - Normal | 2 - Good | 2 - Medium |  | 2 - Normal | Statutory | Preventive | High |  |  | 20y0M
1401 | Royal North Shore Hospital | RN33 - Orthotics | Level 1 | RN33.01.013 | \Locations\Royal North Shore Hospital\RN33 - Orthotics\Level 1 | \Geography\Oceania\Australia\New South Wales\Sydney Northern\Willoughby\St Leonards | \Organizations\101-NSW Health\8899-NSLHD | RN-001330 | Thermostatic Mixing Valve | Thermostatic Mixing Valve - RN33.01.013 | \Classifications\Specification Class\Building Equipment\Plumbing\Thermostatic Mixing Valves | Hydraulics, Valves, Thermostatic Mixing Valves | HY-Va-TMV | \Classifications\Specification Class\VBIS\HY - Hydraulics\HY-Va - Valves\HY-Va-TMV - Thermostatic Mixing Valves |  | AQUA BLEND |  |  |  | RN-001330 | [6 empty] | 2023-07-25 | 2 - Normal | 3 - Fair | 3 - High |  | 2 - Normal | Statutory | Preventive | High |  |  | 6y0M
1402 | Royal North Shore Hospital | RN33 - Orthotics | Level 1 | RN33.01.013 | \Locations\Royal North Shore Hospital\RN33 - Orthotics\Level 1 | \Geography\Oceania\Australia\New South Wales\Sydney Northern\Willoughby\St Leonards | \Organizations\101-NSW Health\8899-NSLHD | RN-001328 | Smoke Detector | Smoke Detector - RN33.01.013 | \Classifications\Specification Class\Building Equipment\Fire Protection\Fire Alarm Systems\Smoke Detectors | Fire Detection, Fire Detectors, Smoke | FD-FD-Sm | \Classifications\Specification Class\VBIS\FD - Fire Detection\FD-FD - Fire Detectors\FD-FD-Sm - Smoke |  | UNKNOWN |  |  |  | RN-001328 | [6 empty] | 2023-07-25 | 2 - Normal | 3 - Fair | 2 - Medium |  | 2 - Normal | Statutory | Preventive | High |  |  | 12y0M
1403 | Royal North Shore Hospital | RN33 - Orthotics | Level 1 | RN33.01.013 | \Locations\Royal North Shore Hospital\RN33 - Orthotics\Level 1 | \Geography\Oceania\Australia\New South Wales\Sydney Northern\Willoughby\St Leonards | \Organizations\101-NSW Health\8899-NSLHD | RN-001327 | Air Conditioner - Split System Indoor Unit | Air Conditioner - Split System Indoor Unit - RN33.01.013 | \Classifications\Specification Class\Building Equipment\HVAC\Terminal & Package Units\Package Units\Split Systems | Mechanical, Air Conditioning Unit | ME-ACU | \Classifications\Specification Class\VBIS\ME - Mechanical\ME-ACU - Air Conditioning Unit |  | HITACHI | RAS-60YHA3 |  | 1334482242 | RN-001327 | [6 empty] | 2023-07-25 | 2 - Normal | 3 - Fair | 2 - Medium |  | 2 - Normal | Statutory | Preventive | Medium |  |  | 6y0M
1404 | Royal North Shore Hospital | RN33 - Orthotics | Level 1 | RN33.01.012 | \Locations\Royal North Shore Hospital\RN33 - Orthotics\Level 1 | \Geography\Oceania\Australia\New South Wales\Sydney Northern\Willoughby\St Leonards | \Organizations\101-NSW Health\8899-NSLHD | RN-001326 | Smoke Detector | Smoke Detector - RN33.01.012 | \Classifications\Specification Class\Building Equipment\Fire Protection\Fire Alarm Systems\Smoke Detectors | Fire Detection, Fire Detectors, Smoke | FD-FD-Sm | \Classifications\Specification Class\VBIS\FD - Fire Detection\FD-FD - Fire Detectors\FD-FD-Sm - Smoke |  | UNKNOWN |  |  |  | RN-001326 | [6 empty] | 2023-07-25 | 2 - Normal | 3 - Fair | 2 - Medium |  | 2 - Normal | Statutory | Preventive | High |  |  | 12y0M
1405 | Royal North Shore Hospital | RN33 - Orthotics | Level 1 | RN33.01.012 | \Locations\Royal North Shore Hospital\RN33 - Orthotics\Level 1 | \Geography\Oceania\Australia\New South Wales\Sydney Northern\Willoughby\St Leonards | \Organizations\101-NSW Health\8899-NSLHD | RN-001280 | Workshop Equipment - Drill Press | Workshop Equipment - Drill Press - RN33.01.012 | \Classifications\Specification Class\Building Equipment\Infrastructure and Grounds\Workshop Equipment |  |  | \Classifications\Specification Class\VBIS\TTE - Tools and Test Equipment\TTE-DP - Drill Press |  | BROBO WALDOWN | S15 |  | 9556 | RN-001280 | [6 empty] | 2023-07-25 | 2 - Normal | 3 - Fair | 1 - Low |  | 2 - Normal | Non-Statutory | Run To Failure | Low |  |  | 9y0M
1406 | Royal North Shore Hospital | RN33 - Orthotics | Level 1 | RN33.01.012 | \Locations\Royal North Shore Hospital\RN33 - Orthotics\Level 1 | \Geography\Oceania\Australia\New South Wales\Sydney Northern\Willoughby\St Leonards | \Organizations\101-NSW Health\8899-NSLHD | RN-001279 | Emergency Exit Sign | Emergency Exit Sign - RN33.01.012 | \Classifications\Specification Class\Building Equipment\Electrical\Other Electrical Systems\Emergency Light & Power Systems\Emergency Evacuation Lighting | Electrical Lighting, Emergency Lighting, Testing | EL-EL-Te | \Classifications\Specification Class\VBIS\EL - Electrical Lighting\EL-EL - Emergency Lighting\EL-EL-Te - Testing |  | UNKNOWN | 24m |  |  | RN-001279 | [6 empty] | 2023-07-25 | 2 - Normal | 2 - Good | 2 - Medium |  | 2 - Normal | Statutory | Preventive | High |  |  | 20y0M
1407 | Royal North Shore Hospital | RN33 - Orthotics | Level 1 | RN33.01.012 | \Locations\Royal North Shore Hospital\RN33 - Orthotics\Level 1 | \Geography\Oceania\Australia\New South Wales\Sydney Northern\Willoughby\St Leonards | \Organizations\101-NSW Health\8899-NSLHD | RN-001331 | Emergency Light | Emergency Light - RN33.01.012 | \Classifications\Specification Class\Building Equipment\Electrical\Other Electrical Systems\Emergency Light & Power Systems\Emergency Evacuation Lighting | Electrical Lighting, Emergency Lighting, Testing | EL-EL-Te | \Classifications\Specification Class\VBIS\EL - Electrical Lighting\EL-EL - Emergency Lighting\EL-EL-Te - Testing |  | UNKNOWN |  |  |  | RN-001331 | [6 empty] | 2023-07-25 | 2 - Normal | 2 - Good | 2 - Medium |  | 2 - Normal | Statutory | Preventive | High |  |  | 20y0M
1408 | Royal North Shore Hospital | RN33 - Orthotics | Level 1 | RN33.01.012 | \Locations\Royal North Shore Hospital\RN33 - Orthotics\Level 1 | \Geography\Oceania\Australia\New South Wales\Sydney Northern\Willoughby\St Leonards | \Organizations\101-NSW Health\8899-NSLHD | RN-001335 | Smoke Detector | Smoke Detector - RN33.01.012 | \Classifications\Specification Class\Building Equipment\Fire Protection\Fire Alarm Systems\Smoke Detectors | Fire Detection, Fire Detectors, Smoke | FD-FD-Sm | \Classifications\Specification Class\VBIS\FD - Fire Detection\FD-FD - Fire Detectors\FD-FD-Sm - Smoke |  | UNKNOWN |  |  |  | RN-001335 | [6 empty] | 2023-07-25 | 2 - Normal | 3 - Fair | 2 - Medium |  | 2 - Normal | Statutory | Preventive | High |  |  | 12y0M
1409 | Royal North Shore Hospital | RN33 - Orthotics | Level 1 | RN33.01.002 | \Locations\Royal North Shore Hospital\RN33 - Orthotics\Level 1 | \Geography\Oceania\Australia\New South Wales\Sydney Northern\Willoughby\St Leonards | \Organizations\101-NSW Health\8899-NSLHD | RN-001332 | Smoke Detector | Smoke Detector - RN33.01.002 | \Classifications\Specification Class\Building Equipment\Fire Protection\Fire Alarm Systems\Smoke Detectors | Fire Detection, Fire Detectors, Smoke | FD-FD-Sm | \Classifications\Specification Class\VBIS\FD - Fire Detection\FD-FD - Fire Detectors\FD-FD-Sm - Smoke |  | UNKNOWN |  |  |  | RN-001332 | [6 empty] | 2023-07-25 | 2 - Normal | 3 - Fair | 2 - Medium |  | 2 - Normal | Statutory | Preventive | High |  |  | 12y0M
1410 | Royal North Shore Hospital | RN33 - Orthotics | Level 1 | RN33.01.002 | \Locations\Royal North Shore Hospital\RN33 - Orthotics\Level 1 | \Geography\Oceania\Australia\New South Wales\Sydney Northern\Willoughby\St Leonards | \Organizations\101-NSW Health\8899-NSLHD | RN-001334 | Thermostatic Mixing Valve - TMV 6 | Thermostatic Mixing Valve - TMV 6 - RN33.01.002 | \Classifications\Specification Class\Building Equipment\Plumbing\Thermostatic Mixing Valves | Hydraulics, Valves, Thermostatic Mixing Valves | HY-Va-TMV | \Classifications\Specification Class\VBIS\HY - Hydraulics\HY-Va - Valves\HY-Va-TMV - Thermostatic Mixing Valves |  | UNKNOWN |  |  |  | RN-001334 | [6 empty] | 2023-07-25 | 2 - Normal | 2 - Good | 3 - High |  | 2 - Normal | Statutory | Preventive | High |  |  | 8y0M
1411 | Royal North Shore Hospital | RN33 - Orthotics | Level 1 | RN33.01.018 | \Locations\Royal North Shore Hospital\RN33 - Orthotics\Level 1 | \Geography\Oceania\Australia\New South Wales\Sydney Northern\Willoughby\St Leonards | \Organizations\101-NSW Health\8899-NSLHD | RN-001333 | Smoke Detector | Smoke Detector - RN33.01.018 | \Classifications\Specification Class\Building Equipment\Fire Protection\Fire Alarm Systems\Smoke Detectors | Fire Detection, Fire Detectors, Smoke | FD-FD-Sm | \Classifications\Specification Class\VBIS\FD - Fire Detection\FD-FD - Fire Detectors\FD-FD-Sm - Smoke |  | UNKNOWN |  |  |  | RN-001333 | [6 empty] | 2023-07-25 | 2 - Normal | 3 - Fair | 2 - Medium |  | 2 - Normal | Statutory | Preventive | High |  |  | 12y0M
1412 | Royal North Shore Hospital | RN33 - Orthotics | Level 1 | RN33.01.018 | \Locations\Royal North Shore Hospital\RN33 - Orthotics\Level 1 | \Geography\Oceania\Australia\New South Wales\Sydney Northern\Willoughby\St Leonards | \Organizations\101-NSW Health\8899-NSLHD | RN-001300 | Smoke Detector | Smoke Detector - RN33.01.018 | \Classifications\Specification Class\Building Equipment\Fire Protection\Fire Alarm Systems\Smoke Detectors | Fire Detection, Fire Detectors, Smoke | FD-FD-Sm | \Classifications\Specification Class\VBIS\FD - Fire Detection\FD-FD - Fire Detectors\FD-FD-Sm - Smoke |  | UNKNOWN |  |  |  | RN-001300 | [6 empty] | 2023-07-25 | 2 - Normal | 3 - Fair | 2 - Medium |  | 2 - Normal | Statutory | Preventive | High |  |  | 12y0M
1413 | Royal North Shore Hospital | RN33 - Orthotics | Level 1 | RN33.01.018 | \Locations\Royal North Shore Hospital\RN33 - Orthotics\Level 1 | \Geography\Oceania\Australia\New South Wales\Sydney Northern\Willoughby\St Leonards | \Organizations\101-NSW Health\8899-NSLHD | RN-001299 | Smoke Detector | Smoke Detector - RN33.01.018 | \Classifications\Specification Class\Building Equipment\Fire Protection\Fire Alarm Systems\Smoke Detectors | Fire Detection, Fire Detectors, Smoke | FD-FD-Sm | \Classifications\Specification Class\VBIS\FD - Fire Detection\FD-FD - Fire Detectors\FD-FD-Sm - Smoke |  | UNKNOWN |  |  |  | RN-001299 | [6 empty] | 2023-07-25 | 2 - Normal | 3 - Fair | 2 - Medium |  | 2 - Normal | Statutory | Preventive | High |  |  | 12y0M
1414 | Royal North Shore Hospital | RN33 - Orthotics | Level 1 | RN33.01.009 | \Locations\Royal North Shore Hospital\RN33 - Orthotics\Level 1 | \Geography\Oceania\Australia\New South Wales\Sydney Northern\Willoughby\St Leonards | \Organizations\101-NSW Health\8899-NSLHD | RN-001296 | Hot Water Circulating Pump | Hot Water Circulating Pump - RN33.01.009 | \Classifications\Specification Class\Building Equipment\Plumbing\Domestic Water Distribution\Hot Water Service\Hot Water Circulating Pumps | Hydraulics, Pumps | HY-Pu | \Classifications\Specification Class\VBIS\HY - Hydraulics\HY-Pu - Pumps |  | GRUNDFOS | UPS 20-60 B 150 |  | 59726600 | RN-001296 | [6 empty] | 2023-07-25 | 2 - Normal | 3 - Fair | 2 - Medium |  | 2 - Normal | Statutory | Preventive | Medium |  |  | 6y0M | [9 empty] | Hot Water Circulating Pump - 2
1415 | Royal North Shore Hospital | RN33 - Orthotics | Level 1 | RN33.01.009 | \Locations\Royal North Shore Hospital\RN33 - Orthotics\Level 1 | \Geography\Oceania\Australia\New South Wales\Sydney Northern\Willoughby\St Leonards | \Organizations\101-NSW Health\8899-NSLHD | RN-001295 | Hot Water Circulating Pump | Hot Water Circulating Pump - RN33.01.009 | \Classifications\Specification Class\Building Equipment\Plumbing\Domestic Water Distribution\Hot Water Service\Hot Water Circulating Pumps | Hydraulics, Pumps | HY-Pu | \Classifications\Specification Class\VBIS\HY - Hydraulics\HY-Pu - Pumps |  | GRUNDFOS | UPS 20-60 B 150 |  |  | RN-001295 | [6 empty] | 2023-07-25 | 2 - Normal | 3 - Fair | 2 - Medium |  | 2 - Normal | Statutory | Preventive | Medium |  |  | 6y0M | [9 empty] | Hot Water Circulating Pump - 1
1416 | Royal North Shore Hospital | RN33 - Orthotics | Level 2 | RN33.02.008 | \Locations\Royal North Shore Hospital\RN33 - Orthotics\Level 2 | \Geography\Oceania\Australia\New South Wales\Sydney Northern\Willoughby\St Leonards | \Organizations\101-NSW Health\8899-NSLHD | RN-001365 | Smoke Detector | Smoke Detector - RN33.02.008 | \Classifications\Specification Class\Building Equipment\Fire Protection\Fire Alarm Systems\Smoke Detectors | Fire Detection, Fire Detectors, Smoke | FD-FD-Sm | \Classifications\Specification Class\VBIS\FD - Fire Detection\FD-FD - Fire Detectors\FD-FD-Sm - Smoke |  | UNKNOWN |  |  |  | RN-001365 | [6 empty] | 2023-07-25 | 2 - Normal | 2 - Good | 2 - Medium |  | 2 - Normal | Statutory | Preventive | High |  |  | 16y0M | [9 empty] | Hot Water Circulating Pump - 1
1417 | Royal North Shore Hospital | RN33 - Orthotics | Level 2 | RN33.02.009 | \Locations\Royal North Shore Hospital\RN33 - Orthotics\Level 2 | \Geography\Oceania\Australia\New South Wales\Sydney Northern\Willoughby\St Leonards | \Organizations\101-NSW Health\8899-NSLHD | RN-001351 | Smoke Detector | Smoke Detector - RN33.02.009 | \Classifications\Specification Class\Building Equipment\Fire Protection\Fire Alarm Systems\Smoke Detectors | Fire Detection, Fire Detectors, Smoke | FD-FD-Sm | \Classifications\Specification Class\VBIS\FD - Fire Detection\FD-FD - Fire Detectors\FD-FD-Sm - Smoke |  | UNKNOWN |  |  |  | RN-001351 | [6 empty] | 2023-07-25 | 2 - Normal | 2 - Good | 2 - Medium |  | 2 - Normal | Statutory | Preventive | High |  |  | 16y0M
1418 | Royal North Shore Hospital | RN33 - Orthotics | Level 2 | RN33.02.010 | \Locations\Royal North Shore Hospital\RN33 - Orthotics\Level 2 | \Geography\Oceania\Australia\New South Wales\Sydney Northern\Willoughby\St Leonards | \Organizations\101-NSW Health\8899-NSLHD | RN-001355 | Emergency Exit Sign | Emergency Exit Sign - RN33.02.010 | \Classifications\Specification Class\Building Equipment\Electrical\Other Electrical Systems\Emergency Light & Power Systems\Emergency Evacuation Lighting | Electrical Lighting, Emergency Lighting, Testing | EL-EL-Te | \Classifications\Specification Class\VBIS\EL - Electrical Lighting\EL-EL - Emergency Lighting\EL-EL-Te - Testing |  | BRADY | 24m |  |  | RN-001355 | [6 empty] | 2023-07-25 | 2 - Normal | 3 - Fair | 2 - Medium |  | 2 - Normal | Statutory | Preventive | High |  |  | 15y0M
1419 | Royal North Shore Hospital | RN33 - Orthotics | Level 2 | RN33.02.003 | \Locations\Royal North Shore Hospital\RN33 - Orthotics\Level 2 | \Geography\Oceania\Australia\New South Wales\Sydney Northern\Willoughby\St Leonards | \Organizations\101-NSW Health\8899-NSLHD | RN-001358 | Smoke Detector | Smoke Detector - RN33.02.003 | \Classifications\Specification Class\Building Equipment\Fire Protection\Fire Alarm Systems\Smoke Detectors | Fire Detection, Fire Detectors, Smoke | FD-FD-Sm | \Classifications\Specification Class\VBIS\FD - Fire Detection\FD-FD - Fire Detectors\FD-FD-Sm - Smoke |  | UNKNOWN |  |  |  | RN-001358 | [6 empty] | 2023-07-25 | 2 - Normal | 3 - Fair | 2 - Medium |  | 2 - Normal | Statutory | Preventive | High |  |  | 12y0M
1420 | Royal North Shore Hospital | RN33 - Orthotics | Level 2 | RN33.02.003 | \Locations\Royal North Shore Hospital\RN33 - Orthotics\Level 2 | \Geography\Oceania\Australia\New South Wales\Sydney Northern\Willoughby\St Leonards | \Organizations\101-NSW Health\8899-NSLHD | RN-001359 | Emergency Exit Sign | Emergency Exit Sign - RN33.02.003 | \Classifications\Specification Class\Building Equipment\Electrical\Other Electrical Systems\Emergency Light & Power Systems\Emergency Evacuation Lighting | Electrical Lighting, Emergency Lighting, Testing | EL-EL-Te | \Classifications\Specification Class\VBIS\EL - Electrical Lighting\EL-EL - Emergency Lighting\EL-EL-Te - Testing |  | BRADY | 24m |  |  | RN-001359 | [6 empty] | 2023-07-25 | 2 - Normal | 3 - Fair | 2 - Medium |  | 2 - Normal | Statutory | Preventive | High |  |  | 15y0M
1421 | Royal North Shore Hospital | RN33 - Orthotics | Level 2 | RN33.02.005 | \Locations\Royal North Shore Hospital\RN33 - Orthotics\Level 2 | \Geography\Oceania\Australia\New South Wales\Sydney Northern\Willoughby\St Leonards | \Organizations\101-NSW Health\8899-NSLHD | RN-001360 | Smoke Detector | Smoke Detector - RN33.02.005 | \Classifications\Specification Class\Building Equipment\Fire Protection\Fire Alarm Systems\Smoke Detectors | Fire Detection, Fire Detectors, Smoke | FD-FD-Sm | \Classifications\Specification Class\VBIS\FD - Fire Detection\FD-FD - Fire Detectors\FD-FD-Sm - Smoke |  | UNKNOWN |  |  |  | RN-001360 | [6 empty] | 2023-07-25 | 2 - Normal | 3 - Fair | 2 - Medium |  | 2 - Normal | Statutory | Preventive | High |  |  | 12y0M
1422 | Royal North Shore Hospital | RN33 - Orthotics | Level 2 | RN33.02.005 | \Locations\Royal North Shore Hospital\RN33 - Orthotics\Level 2 | \Geography\Oceania\Australia\New South Wales\Sydney Northern\Willoughby\St Leonards | \Organizations\101-NSW Health\8899-NSLHD | RN-001361 | Air Conditioner - Split System Indoor Unit | Air Conditioner - Split System Indoor Unit - RN33.02.005 | \Classifications\Specification Class\Building Equipment\HVAC\Terminal & Package Units\Package Units\Split Systems | Mechanical, Air Conditioning Unit | ME-ACU | \Classifications\Specification Class\VBIS\ME - Mechanical\ME-ACU - Air Conditioning Unit |  | DAIKIN | FTYN25DV1A |  | E009227 | RN-001361 | [6 empty] | 2023-07-25 | 2 - Normal | 3 - Fair | 2 - Medium |  | 2 - Normal | Statutory | Preventive | Medium |  |  | 6y0M
1423 | Royal North Shore Hospital | RN33 - Orthotics | Level 2 | RN33.02.004 | \Locations\Royal North Shore Hospital\RN33 - Orthotics\Level 2 | \Geography\Oceania\Australia\New South Wales\Sydney Northern\Willoughby\St Leonards | \Organizations\101-NSW Health\8899-NSLHD | RN-001363 | Smoke Detector | Smoke Detector - RN33.02.004 | \Classifications\Specification Class\Building Equipment\Fire Protection\Fire Alarm Systems\Smoke Detectors | Fire Detection, Fire Detectors, Smoke | FD-FD-Sm | \Classifications\Specification Class\VBIS\FD - Fire Detection\FD-FD - Fire Detectors\FD-FD-Sm - Smoke |  | UNKNOWN |  |  |  | RN-001363 | [6 empty] | 2023-07-25 | 2 - Normal | 3 - Fair | 2 - Medium |  | 2 - Normal | Statutory | Preventive | High |  |  | 12y0M
1424 | Royal North Shore Hospital | RN33 - Orthotics | Level 2 | RN33.02.004 | \Locations\Royal North Shore Hospital\RN33 - Orthotics\Level 2 | \Geography\Oceania\Australia\New South Wales\Sydney Northern\Willoughby\St Leonards | \Organizations\101-NSW Health\8899-NSLHD | RN-001362 | Air Conditioner - Split System Indoor Unit | Air Conditioner - Split System Indoor Unit - RN33.02.004 | \Classifications\Specification Class\Building Equipment\HVAC\Terminal & Package Units\Package Units\Split Systems | Mechanical, Air Conditioning Unit | ME-ACU | \Classifications\Specification Class\VBIS\ME - Mechanical\ME-ACU - Air Conditioning Unit |  | DAIKIN | FTYN25DV1A |  | E009221 | RN-001362 | [6 empty] | 2023-07-25 | 2 - Normal | 3 - Fair | 2 - Medium |  | 2 - Normal | Statutory | Preventive | Medium |  |  | 6y0M
1425 | Royal North Shore Hospital | RN33 - Orthotics | Level 2 | RN33.02.001 | \Locations\Royal North Shore Hospital\RN33 - Orthotics\Level 2\RN33.02.001 Stairs | \Geography\Oceania\Australia\New South Wales\Sydney Northern\Willoughby\St Leonards | \Organizations\101-NSW Health\8899-NSLHD | RN-001364 | Smoke Detector | Smoke Detector - RN33.02.001 | \Classifications\Specification Class\Building Equipment\Fire Protection\Fire Alarm Systems\Smoke Detectors | Fire Detection, Fire Detectors, Smoke | FD-FD-Sm | \Classifications\Specification Class\VBIS\FD - Fire Detection\FD-FD - Fire Detectors\FD-FD-Sm - Smoke |  | UNKNOWN |  |  |  | RN-001364 | [6 empty] | 2023-07-25 | 2 - Normal | 3 - Fair | 2 - Medium |  | 2 - Normal | Statutory | Preventive | High |  |  | 12y0M
1426 | Royal North Shore Hospital | RN33 - Orthotics | Level 2 | RN33.02.002 | \Locations\Royal North Shore Hospital\RN33 - Orthotics\Level 2\RN33.02.002 Stairs | \Geography\Oceania\Australia\New South Wales\Sydney Northern\Willoughby\St Leonards | \Organizations\101-NSW Health\8899-NSLHD | RN-001366 | Smoke Detector | Smoke Detector - RN33.02.002 | \Classifications\Specification Class\Building Equipment\Fire Protection\Fire Alarm Systems\Smoke Detectors | Fire Detection, Fire Detectors, Smoke | FD-FD-Sm | \Classifications\Specification Class\VBIS\FD - Fire Detection\FD-FD - Fire Detectors\FD-FD-Sm - Smoke |  | UNKNOWN |  |  |  | RN-001366 | [6 empty] | 2023-07-25 | 2 - Normal | 3 - Fair | 2 - Medium |  | 2 - Normal | Statutory | Preventive | High |  |  | 12y0M
1427 | Royal North Shore Hospital | RN33 - Orthotics | Level 2 | RN33.02.016 | \Locations\Royal North Shore Hospital\RN33 - Orthotics\Level 2 | \Geography\Oceania\Australia\New South Wales\Sydney Northern\Willoughby\St Leonards | \Organizations\101-NSW Health\8899-NSLHD | RN-001371 | Smoke Detector | Smoke Detector - RN33.02.016 | \Classifications\Specification Class\Building Equipment\Fire Protection\Fire Alarm Systems\Smoke Detectors | Fire Detection, Fire Detectors, Smoke | FD-FD-Sm | \Classifications\Specification Class\VBIS\FD - Fire Detection\FD-FD - Fire Detectors\FD-FD-Sm - Smoke |  | UNKNOWN |  |  |  | RN-001371 | [6 empty] | 2023-07-25 | 2 - Normal | 3 - Fair | 2 - Medium |  | 2 - Normal | Statutory | Preventive | High |  |  | 12y0M
1428 | Royal North Shore Hospital | RN33 - Orthotics | Level 2 | RN33.02.013 | \Locations\Royal North Shore Hospital\RN33 - Orthotics\Level 2 | \Geography\Oceania\Australia\New South Wales\Sydney Northern\Willoughby\St Leonards | \Organizations\101-NSW Health\8899-NSLHD | RN-001367 | Emergency Exit Sign | Emergency Exit Sign - RN33.02.013 | \Classifications\Specification Class\Building Equipment\Electrical\Other Electrical Systems\Emergency Light & Power Systems\Emergency Evacuation Lighting | Electrical Lighting, Emergency Lighting, Testing | EL-EL-Te | \Classifications\Specification Class\VBIS\EL - Electrical Lighting\EL-EL - Emergency Lighting\EL-EL-Te - Testing |  | BRADY | 24m |  |  | RN-001367 | [6 empty] | 2023-07-25 | 2 - Normal | 3 - Fair | 2 - Medium |  | 2 - Normal | Statutory | Preventive | High |  |  | 15y0M
1429 | Royal North Shore Hospital | RN33 - Orthotics | Level 2 | RN33.02.013 | \Locations\Royal North Shore Hospital\RN33 - Orthotics\Level 2 | \Geography\Oceania\Australia\New South Wales\Sydney Northern\Willoughby\St Leonards | \Organizations\101-NSW Health\8899-NSLHD | RN-001372 | Smoke Detector | Smoke Detector - RN33.02.013 | \Classifications\Specification Class\Building Equipment\Fire Protection\Fire Alarm Systems\Smoke Detectors | Fire Detection, Fire Detectors, Smoke | FD-FD-Sm | \Classifications\Specification Class\VBIS\FD - Fire Detection\FD-FD - Fire Detectors\FD-FD-Sm - Smoke |  | UNKNOWN |  |  |  | RN-001372 | [6 empty] | 2023-07-25 | 2 - Normal | 3 - Fair | 2 - Medium |  | 2 - Normal | Statutory | Preventive | High |  |  | 12y0M
1430 | Royal North Shore Hospital | RN33 - Orthotics | Level 2 | RN33.02.013 | \Locations\Royal North Shore Hospital\RN33 - Orthotics\Level 2 | \Geography\Oceania\Australia\New South Wales\Sydney Northern\Willoughby\St Leonards | \Organizations\101-NSW Health\8899-NSLHD | RN-001368 | Air Conditioner - RAC | Air Conditioner - RAC - RN33.02.013 | \Classifications\Specification Class\Building Equipment\HVAC\Terminal & Package Units\Package Units\Room Air Conditioner | Mechanical, Air Conditioning Unit | ME-ACU | \Classifications\Specification Class\VBIS\ME - Mechanical\ME-ACU - Air Conditioning Unit |  | EMAIL AIR |  |  |  | RN-001368 | [6 empty] | 2023-07-25 | 2 - Normal | 3 - Fair | 2 - Medium |  | 2 - Normal | Non-Statutory | Preventive | Medium |  |  | 6y0M
1431 | Royal North Shore Hospital | RN33 - Orthotics | Level 2 | RN33.02.012 | \Locations\Royal North Shore Hospital\RN33 - Orthotics\Level 2 | \Geography\Oceania\Australia\New South Wales\Sydney Northern\Willoughby\St Leonards | \Organizations\101-NSW Health\8899-NSLHD | RN-001375 | Smoke Detector | Smoke Detector - RN33.02.012 | \Classifications\Specification Class\Building Equipment\Fire Protection\Fire Alarm Systems\Smoke Detectors | Fire Detection, Fire Detectors, Smoke | FD-FD-Sm | \Classifications\Specification Class\VBIS\FD - Fire Detection\FD-FD - Fire Detectors\FD-FD-Sm - Smoke |  | UNKNOWN |  |  |  | RN-001375 | [6 empty] | 2023-07-25 | 2 - Normal | 3 - Fair | 2 - Medium |  | 2 - Normal | Statutory | Preventive | High |  |  | 12y0M
1432 | Royal North Shore Hospital | RN33 - Orthotics | Level 2 | RN33.02.001 | \Locations\Royal North Shore Hospital\RN33 - Orthotics\Level 2\RN33.02.001 Stairs | \Geography\Oceania\Australia\New South Wales\Sydney Northern\Willoughby\St Leonards | \Organizations\101-NSW Health\8899-NSLHD | RN-001374 | Fire Extinguisher - CO2 | Fire Extinguisher - CO2 - RN33.02.001 | \Classifications\Specification Class\Building Equipment\Fire Protection\Fire Protection Specialities\Fire Extinguishers\CO2 | Fire Suppression, Portable Fire Extinguisher, Carbon Dioxide | FS-PFE-CD | \Classifications\Specification Class\VBIS\FS - Fire Suppression\FS-PFE - Portable Fire Extinguisher\FS-PFE-CD - Carbon Dioxide |  | AMPAC | 3.5kg |  |  | RN-001374 | [5 empty] | External | 2023-07-25 | 2 - Normal | 3 - Fair | 2 - Medium |  | 2 - Normal | Statutory | Preventive | High |  |  | 9y0M
1433 | Royal North Shore Hospital | RN22 - Maintenance and Clinical Technology | Level 1 | RN22.01.005 | \Locations\Royal North Shore Hospital\RN22 - Maintenance and Clinical Technology\Level 1 | \Geography\Oceania\Australia\New South Wales\Sydney Northern\Willoughby\St Leonards | \Organizations\101-NSW Health\8899-NSLHD | RN-001369 | Smoke Detector | Smoke Detector - RN22.01.005 | \Classifications\Specification Class\Building Equipment\Fire Protection\Fire Alarm Systems\Smoke Detectors | Fire Detection, Fire Detectors, Smoke | FD-FD-Sm | \Classifications\Specification Class\VBIS\FD - Fire Detection\FD-FD - Fire Detectors\FD-FD-Sm - Smoke |  | UNKNOWN |  |  |  | RN-001369 | [6 empty] | 2023-07-25 | 2 - Normal | 3 - Fair | 2 - Medium |  | 2 - Normal | Statutory | Preventive | High |  |  | 12y0M
1434 | Royal North Shore Hospital | RN22 - Maintenance and Clinical Technology | Level 1 | RN22.01.005 | \Locations\Royal North Shore Hospital\RN22 - Maintenance and Clinical Technology\Level 1 | \Geography\Oceania\Australia\New South Wales\Sydney Northern\Willoughby\St Leonards | \Organizations\101-NSW Health\8899-NSLHD | RN-001373 | Air Conditioner - Split System Indoor Unit | Air Conditioner - Split System Indoor Unit - RN22.01.005 | \Classifications\Specification Class\Building Equipment\HVAC\Terminal & Package Units\Package Units\Split Systems | Mechanical, Air Conditioning Unit | ME-ACU | \Classifications\Specification Class\VBIS\ME - Mechanical\ME-ACU - Air Conditioning Unit |  | DAIKIN | FTY35CVMA |  | 4901139 | RN-001373 | [6 empty] | 2023-07-25 | 2 - Normal | 3 - Fair | 2 - Medium |  | 2 - Normal | Statutory | Preventive | Medium |  |  | 6y0M
1435 | Royal North Shore Hospital | RN22 - Maintenance and Clinical Technology | Level 1 | RN22.01.006 | \Locations\Royal North Shore Hospital\RN22 - Maintenance and Clinical Technology\Level 1 | \Geography\Oceania\Australia\New South Wales\Sydney Northern\Willoughby\St Leonards | \Organizations\101-NSW Health\8899-NSLHD | RN-001390 | Fire Extinguisher - CO2 | Fire Extinguisher - CO2 - RN22.01.006 | \Classifications\Specification Class\Building Equipment\Fire Protection\Fire Protection Specialities\Fire Extinguishers\CO2 | Fire Suppression, Portable Fire Extinguisher, Carbon Dioxide | FS-PFE-CD | \Classifications\Specification Class\VBIS\FS - Fire Suppression\FS-PFE - Portable Fire Extinguisher\FS-PFE-CD - Carbon Dioxide |  | EVERSAFE | 3.5kg |  |  | RN-001390 | [6 empty] | 2023-07-25 | 2 - Normal | 3 - Fair | 2 - Medium |  | 2 - Normal | Statutory | Preventive | High |  |  | 9y0M
1436 | Royal North Shore Hospital | RN22 - Maintenance and Clinical Technology | Level 1 | RN22.01.007 | \Locations\Royal North Shore Hospital\RN22 - Maintenance and Clinical Technology\Level 1 | \Geography\Oceania\Australia\New South Wales\Sydney Northern\Willoughby\St Leonards | \Organizations\101-NSW Health\8899-NSLHD | RN-001385 | Main Switchboard | Main Switchboard - RN22.01.007 | \Classifications\Specification Class\Building Equipment\Electrical\Electrical Service & Distribution\Distribution Boards | Electrical Power, Switchboard, Main Switch Board | EP-SB-MSB | \Classifications\Specification Class\VBIS\EP - Electrical Power\EP-SB - Switchboard\EP-SB-MSB - Main Switch Board |  | HARWAL INDUSTRIES |  |  |  | RN-001385 | [6 empty] | 2023-07-25 | 2 - Normal | 3 - Fair | 3 - High |  | 2 - Normal | Statutory | Preventive | High |  |  | 15y0M | [9 empty] | #5
1437 | Royal North Shore Hospital | RN22 - Maintenance and Clinical Technology | Level 1 | RN22.01.007 | \Locations\Royal North Shore Hospital\RN22 - Maintenance and Clinical Technology\Level 1 | \Geography\Oceania\Australia\New South Wales\Sydney Northern\Willoughby\St Leonards | \Organizations\101-NSW Health\8899-NSLHD | RN-001380 | Power Factor Correction Unit | Power Factor Correction Unit - RN22.01.007 | \Classifications\Specification Class\Building Equipment\Electrical\Electrical Service & Distribution\Power Factor Correction | Electrical Power, Power Factor Correction | EP-PFC | \Classifications\Specification Class\VBIS\EP - Electrical Power\EP-PFC - Power Factor Correction |  | CAPACITOR TECHNOLOGIES |  |  |  | RN-001380 | [6 empty] | 2023-07-25 | 2 - Normal | 3 - Fair | 2 - Medium |  | 2 - Normal | Non-Statutory | Preventive | Medium |  |  | 15y0M | [9 empty] | 5
1438 | Royal North Shore Hospital | RN22 - Maintenance and Clinical Technology | Level 1 | RN22.01.007 | \Locations\Royal North Shore Hospital\RN22 - Maintenance and Clinical Technology\Level 1 | \Geography\Oceania\Australia\New South Wales\Sydney Northern\Willoughby\St Leonards | \Organizations\101-NSW Health\8899-NSLHD | RN-001384 | Utility Meter - Electrical | Utility Meter - Electrical - RN22.01.007 | \Classifications\Specification Class\Building Equipment\Electrical\Electrical Service & Distribution\Utility Meter | Building Management and Control, Metering, Electrical | BMC-Me-El | \Classifications\Specification Class\VBIS\BMC - Building Management and Control\BMC-Me - Metering\BMC-Me-El - Electrical |  | UNKNOWN |  |  | 11495 | RN-001384 | [6 empty] | 2023-07-25 | 2 - Normal | 3 - Fair | 1 - Low |  | 2 - Normal | Non-Statutory | Run To Failure | Low |  |  | 12y0M
1439 | Royal North Shore Hospital | RN22 - Maintenance and Clinical Technology | Level 1 | RN22.01.007 | \Locations\Royal North Shore Hospital\RN22 - Maintenance and Clinical Technology\Level 1 | \Geography\Oceania\Australia\New South Wales\Sydney Northern\Willoughby\St Leonards | \Organizations\101-NSW Health\8899-NSLHD | RN-001389 | Utility Meter - Electrical | Utility Meter - Electrical - RN22.01.007 | \Classifications\Specification Class\Building Equipment\Electrical\Electrical Service & Distribution\Utility Meter | Building Management and Control, Metering, Electrical | BMC-Me-El | \Classifications\Specification Class\VBIS\BMC - Building Management and Control\BMC-Me - Metering\BMC-Me-El - Electrical |  | EDMI | Mk10E | Atlas | 250820863 | RN-001389 | [6 empty] | 2023-07-25 | 2 - Normal | 3 - Fair | 1 - Low |  | 2 - Normal | Non-Statutory | Run To Failure | Low |  |  | 12y0M
1440 | Royal North Shore Hospital | RN22 - Maintenance and Clinical Technology | Level 1 | RN22.01.006 | \Locations\Royal North Shore Hospital\RN22 - Maintenance and Clinical Technology\Level 1 | \Geography\Oceania\Australia\New South Wales\Sydney Northern\Willoughby\St Leonards | \Organizations\101-NSW Health\8899-NSLHD | RN-001376 | Smoke Detector | Smoke Detector - RN22.01.006 | \Classifications\Specification Class\Building Equipment\Fire Protection\Fire Alarm Systems\Smoke Detectors | Fire Detection, Fire Detectors, Smoke | FD-FD-Sm | \Classifications\Specification Class\VBIS\FD - Fire Detection\FD-FD - Fire Detectors\FD-FD-Sm - Smoke |  | UNKNOWN |  |  |  | RN-001376 | [6 empty] | 2023-07-25 | 2 - Normal | 3 - Fair | 2 - Medium |  | 2 - Normal | Statutory | Preventive | High |  |  | 12y0M
1441 | Royal North Shore Hospital | RN22 - Maintenance and Clinical Technology | Level 1 | RN22.01.006 | \Locations\Royal North Shore Hospital\RN22 - Maintenance and Clinical Technology\Level 1 | \Geography\Oceania\Australia\New South Wales\Sydney Northern\Willoughby\St Leonards | \Organizations\101-NSW Health\8899-NSLHD | RN-001381 | Emergency Exit Sign | Emergency Exit Sign - RN22.01.006 | \Classifications\Specification Class\Building Equipment\Electrical\Other Electrical Systems\Emergency Light & Power Systems\Emergency Evacuation Lighting | Electrical Lighting, Emergency Lighting, Testing | EL-EL-Te | \Classifications\Specification Class\VBIS\EL - Electrical Lighting\EL-EL - Emergency Lighting\EL-EL-Te - Testing |  | EKTOR | 24m |  |  | RN-001381 | [6 empty] | 2023-07-25 | 2 - Normal | 3 - Fair | 2 - Medium |  | 2 - Normal | Statutory | Preventive | High |  |  | 15y0M
1442 | Royal North Shore Hospital | RN22 - Maintenance and Clinical Technology | Level 1 | RN22.01.006 | \Locations\Royal North Shore Hospital\RN22 - Maintenance and Clinical Technology\Level 1 | \Geography\Oceania\Australia\New South Wales\Sydney Northern\Willoughby\St Leonards | \Organizations\101-NSW Health\8899-NSLHD | RN-001386 | Smoke Detector | Smoke Detector - RN22.01.006 | \Classifications\Specification Class\Building Equipment\Fire Protection\Fire Alarm Systems\Smoke Detectors | Fire Detection, Fire Detectors, Smoke | FD-FD-Sm | \Classifications\Specification Class\VBIS\FD - Fire Detection\FD-FD - Fire Detectors\FD-FD-Sm - Smoke |  | UNKNOWN |  |  |  | RN-001386 | [6 empty] | 2023-07-25 | 2 - Normal | 3 - Fair | 2 - Medium |  | 2 - Normal | Statutory | Preventive | High |  |  | 12y0M
1443 | Royal North Shore Hospital | RN22 - Maintenance and Clinical Technology | Level 1 | RN22.01.006 | \Locations\Royal North Shore Hospital\RN22 - Maintenance and Clinical Technology\Level 1 | \Geography\Oceania\Australia\New South Wales\Sydney Northern\Willoughby\St Leonards | \Organizations\101-NSW Health\8899-NSLHD | RN-001377 | Smoke Detector | Smoke Detector - RN22.01.006 | \Classifications\Specification Class\Building Equipment\Fire Protection\Fire Alarm Systems\Smoke Detectors | Fire Detection, Fire Detectors, Smoke | FD-FD-Sm | \Classifications\Specification Class\VBIS\FD - Fire Detection\FD-FD - Fire Detectors\FD-FD-Sm - Smoke |  | UNKNOWN |  |  |  | RN-001377 | [6 empty] | 2023-07-25 | 2 - Normal | 3 - Fair | 2 - Medium |  | 2 - Normal | Statutory | Preventive | High |  |  | 12y0M
1444 | Royal North Shore Hospital | RN22 - Maintenance and Clinical Technology | Level 1 | RN22.01.006 | \Locations\Royal North Shore Hospital\RN22 - Maintenance and Clinical Technology\Level 1 | \Geography\Oceania\Australia\New South Wales\Sydney Northern\Willoughby\St Leonards | \Organizations\101-NSW Health\8899-NSLHD | RN-001382 | Smoke Detector | Smoke Detector - RN22.01.006 | \Classifications\Specification Class\Building Equipment\Fire Protection\Fire Alarm Systems\Smoke Detectors | Fire Detection, Fire Detectors, Smoke | FD-FD-Sm | \Classifications\Specification Class\VBIS\FD - Fire Detection\FD-FD - Fire Detectors\FD-FD-Sm - Smoke |  | UNKNOWN |  |  |  | RN-001382 | [6 empty] | 2023-07-25 | 2 - Normal | 3 - Fair | 2 - Medium |  | 2 - Normal | Statutory | Preventive | High |  |  | 12y0M
1445 | Royal North Shore Hospital | RN22 - Maintenance and Clinical Technology | Level 1 | RN22.01.006 | \Locations\Royal North Shore Hospital\RN22 - Maintenance and Clinical Technology\Level 1 | \Geography\Oceania\Australia\New South Wales\Sydney Northern\Willoughby\St Leonards | \Organizations\101-NSW Health\8899-NSLHD | RN-001387 | Distribution Board - DB-22.1.1 | Distribution Board - DB-22.1.1 - RN22.01.006 | \Classifications\Specification Class\Building Equipment\Electrical\Electrical Service & Distribution\Distribution Boards | Electrical Power, Switchboard, Main Switch Board | EP-SB-MSB | \Classifications\Specification Class\VBIS\EP - Electrical Power\EP-SB - Switchboard\EP-SB-MSB - Main Switch Board |  | NHP | Concept |  |  | RN-001387 |  |  |  |  | 2011-01-01 |  | 2023-07-25 | 2 - Normal | 3 - Fair | 3 - High |  | 2 - Normal | Statutory | Preventive | High |  |  | 12y4M | [9 empty] | 2 RCDs
1446 | Royal North Shore Hospital | RN22 - Maintenance and Clinical Technology | Level 1 | RN22.01.006 | \Locations\Royal North Shore Hospital\RN22 - Maintenance and Clinical Technology\Level 1 | \Geography\Oceania\Australia\New South Wales\Sydney Northern\Willoughby\St Leonards | \Organizations\101-NSW Health\8899-NSLHD | RN-001378 | Distribution Board | Distribution Board - RN22.01.006 | \Classifications\Specification Class\Building Equipment\Electrical\Electrical Service & Distribution\Distribution Boards | Electrical Power, Switchboard, Main Switch Board | EP-SB-MSB | \Classifications\Specification Class\VBIS\EP - Electrical Power\EP-SB - Switchboard\EP-SB-MSB - Main Switch Board |  | EMAIL LIMITED |  |  |  | RN-001378 | [6 empty] | 2023-07-25 | 2 - Normal | 3 - Fair | 3 - High |  | 2 - Normal | Statutory | Preventive | High |  |  | 15y0M
1447 | Royal North Shore Hospital | RN22 - Maintenance and Clinical Technology | Level 1 | RN22.01.001 | \Locations\Royal North Shore Hospital\RN22 - Maintenance and Clinical Technology\Level 1 | \Geography\Oceania\Australia\New South Wales\Sydney Northern\Willoughby\St Leonards | \Organizations\101-NSW Health\8899-NSLHD | RN-001383 | Roller Shutter Door - Motorised | Roller Shutter Door - Motorised - RN22.01.001 | \Classifications\Specification Class\Building Equipment\Building Fabric\Doors\Roller Doors & Shutters | Structure, Doors Non Rated, Roller | ST-DNR-Ro | \Classifications\Specification Class\VBIS\ST - Structure\ST-DNR - Doors Non Rated\ST-DNR-Ro - Roller |  | GRIFCO |  |  |  | RN-001383 | [6 empty] | 2023-07-25 | 2 - Normal | 3 - Fair | 2 - Medium |  | 2 - Normal | Statutory | Preventive | Medium |  |  | 9y0M
1448 | Royal North Shore Hospital | RN22 - Maintenance and Clinical Technology | Level 1 | RN22.01.001 | \Locations\Royal North Shore Hospital\RN22 - Maintenance and Clinical Technology\Level 1 | \Geography\Oceania\Australia\New South Wales\Sydney Northern\Willoughby\St Leonards | \Organizations\101-NSW Health\8899-NSLHD | RN-001388 | Fire Extinguisher - CO2 | Fire Extinguisher - CO2 - RN22.01.001 | \Classifications\Specification Class\Building Equipment\Fire Protection\Fire Protection Specialities\Fire Extinguishers\CO2 | Fire Suppression, Portable Fire Extinguisher, Carbon Dioxide | FS-PFE-CD | \Classifications\Specification Class\VBIS\FS - Fire Suppression\FS-PFE - Portable Fire Extinguisher\FS-PFE-CD - Carbon Dioxide |  | UNKNOWN | 3.5kg |  |  | RN-001388 | [6 empty] | 2023-07-25 | 2 - Normal | 3 - Fair | 2 - Medium |  | 2 - Normal | Statutory | Preventive | High |  |  | 9y0M
1449 | Royal North Shore Hospital | RN22 - Maintenance and Clinical Technology | Level 1 | RN22.01.001 | \Locations\Royal North Shore Hospital\RN22 - Maintenance and Clinical Technology\Level 1 | \Geography\Oceania\Australia\New South Wales\Sydney Northern\Willoughby\St Leonards | \Organizations\101-NSW Health\8899-NSLHD | RN-001379 | Workshop Equipment - Gurney | Workshop Equipment - Gurney - RN22.01.001 | \Classifications\Specification Class\Building Equipment\Infrastructure and Grounds\Workshop Equipment |  |  | \Classifications\Specification Class\VBIS\TTE - Tools and Test Equipment\TTE-Tr - Trolley |  | AUSSIE ECO CLEAN | AB42CO |  | 715553092 | RN-001379 | [6 empty] | 2023-07-25 | 2 - Normal | 3 - Fair | 1 - Low |  | 2 - Normal | Non-Statutory | Run To Failure | Low |  |  | 9y0M
1450 | Royal North Shore Hospital | RN22 - Maintenance and Clinical Technology | Level 1 | RN22.01.001 | \Locations\Royal North Shore Hospital\RN22 - Maintenance and Clinical Technology\Level 1 | \Geography\Oceania\Australia\New South Wales\Sydney Northern\Willoughby\St Leonards | \Organizations\101-NSW Health\8899-NSLHD | RN-001397 | Workshop Equipment - Gurney | Workshop Equipment - Gurney - RN22.01.001 | \Classifications\Specification Class\Building Equipment\Infrastructure and Grounds\Workshop Equipment |  |  | \Classifications\Specification Class\VBIS\TTE - Tools and Test Equipment\TTE-Tr - Trolley |  | COLUSSI ENGINEERING |  |  |  | RN-001397 | [6 empty] | 2023-07-25 | 2 - Normal | 3 - Fair | 1 - Low |  | 2 - Normal | Non-Statutory | Run To Failure | Low |  |  | 9y0M
1451 | Royal North Shore Hospital | RN22 - Maintenance and Clinical Technology | Level 3 | External | \Locations\Royal North Shore Hospital\RN22 - Maintenance and Clinical Technology\Level 3 | \Geography\Oceania\Australia\New South Wales\Sydney Northern\Willoughby\St Leonards | \Organizations\101-NSW Health\8899-NSLHD | RN-001408 | Distribution Board (Sub) - SB22.3.1 | Distribution Board (Sub) - SB22.3.1 - External | \Classifications\Specification Class\Building Equipment\Electrical\Electrical Service & Distribution\Distribution Boards | Electrical Power, Switchboard, Main Switch Board | EP-SB-MSB | \Classifications\Specification Class\VBIS\EP - Electrical Power\EP-SB - Switchboard\EP-SB-MSB - Main Switch Board |  | EMAIL LIMITED |  |  |  | RN-001408 | [5 empty] | Balcony | 2023-07-25 | 2 - Normal | 4 - Poor | 3 - High | Surface Corrosion | 2 - Normal | Statutory | Preventive | High |  |  | 5y0M
1452 | Royal North Shore Hospital | RN22 - Maintenance and Clinical Technology | Level 3 | External | \Locations\Royal North Shore Hospital\RN22 - Maintenance and Clinical Technology\Level 3 | \Geography\Oceania\Australia\New South Wales\Sydney Northern\Willoughby\St Leonards | \Organizations\101-NSW Health\8899-NSLHD | RN-001424 | Distribution Board | Distribution Board - External | \Classifications\Specification Class\Building Equipment\Electrical\Electrical Service & Distribution\Distribution Boards | Electrical Power, Switchboard, Main Switch Board | EP-SB-MSB | \Classifications\Specification Class\VBIS\EP - Electrical Power\EP-SB - Switchboard\EP-SB-MSB - Main Switch Board |  | HAGER |  |  |  | RN-001424 | [5 empty] | Balcony | 2023-07-25 | 2 - Normal | 3 - Fair | 3 - High |  | 2 - Normal | Statutory | Preventive | High |  |  | 15y0M
1453 | Royal North Shore Hospital | RN35 - Building 35 | Level 2 | RN35.02.006 | \Locations\Royal North Shore Hospital\RN35 - Building 35\Level 2 | \Geography\Oceania\Australia\New South Wales\Sydney Northern\Willoughby\St Leonards | \Organizations\101-NSW Health\8899-NSLHD | RN-001425 | Smoke Doors - Double Leaf | Smoke Doors - Double Leaf - RN35.02.006 | \Classifications\Specification Class\Building Equipment\Fire Protection\Fire Protection Specialities\Smoke Doors | Structure, Doors Fire Rated | ST-DFR | \Classifications\Specification Class\VBIS\ST - Structure\ST-DFR - Doors Fire Rated |  | UNKNOWN |  |  |  | RN-001425 | [6 empty] | 2023-07-25 | 2 - Normal | 3 - Fair | 2 - Medium |  | 2 - Normal | Statutory | Preventive | High |  |  | 15y0M
1454 | Royal North Shore Hospital | RN22 - Maintenance and Clinical Technology | Level 2 | RN22.02.006 | \Locations\Royal North Shore Hospital\RN22 - Maintenance and Clinical Technology\Level 2 | \Geography\Oceania\Australia\New South Wales\Sydney Northern\Willoughby\St Leonards | \Organizations\101-NSW Health\8899-NSLHD | RN-001501 | Smoke Detector | Smoke Detector - RN22.02.006 | \Classifications\Specification Class\Building Equipment\Fire Protection\Fire Alarm Systems\Smoke Detectors | Fire Detection, Fire Detectors, Smoke | FD-FD-Sm | \Classifications\Specification Class\VBIS\FD - Fire Detection\FD-FD - Fire Detectors\FD-FD-Sm - Smoke |  | UNKNOWN |  |  |  | RN-001501 | [6 empty] | 2023-07-25 | 2 - Normal | 3 - Fair | 2 - Medium |  | 2 - Normal | Statutory | Preventive | High |  |  | 12y0M
1455 | Royal North Shore Hospital | RN22 - Maintenance and Clinical Technology | Level 2 | RN22.02.006 | \Locations\Royal North Shore Hospital\RN22 - Maintenance and Clinical Technology\Level 2 | \Geography\Oceania\Australia\New South Wales\Sydney Northern\Willoughby\St Leonards | \Organizations\101-NSW Health\8899-NSLHD | RN-001502 | Emergency Exit Sign | Emergency Exit Sign - RN22.02.006 | \Classifications\Specification Class\Building Equipment\Electrical\Other Electrical Systems\Emergency Light & Power Systems\Emergency Evacuation Lighting | Electrical Lighting, Emergency Lighting, Testing | EL-EL-Te | \Classifications\Specification Class\VBIS\EL - Electrical Lighting\EL-EL - Emergency Lighting\EL-EL-Te - Testing |  | STANILITE | 24m |  |  | RN-001502 | [6 empty] | 2023-07-25 | 2 - Normal | 3 - Fair | 2 - Medium |  | 2 - Normal | Statutory | Preventive | High |  |  | 15y0M
1456 | Royal North Shore Hospital | RN22 - Maintenance and Clinical Technology | Level 2 | RN22.02.006 | \Locations\Royal North Shore Hospital\RN22 - Maintenance and Clinical Technology\Level 2 | \Geography\Oceania\Australia\New South Wales\Sydney Northern\Willoughby\St Leonards | \Organizations\101-NSW Health\8899-NSLHD | RN-001503 | Medical Gas Isolation Valves | Medical Gas Isolation Valves - RN22.02.006 | \Classifications\Specification Class\Building Equipment\Plumbing\Piped Medical Gas Systems\Safety Valves | Medical Gases, Valves, Isolation Valve Box | MG-Va-IVB | \Classifications\Specification Class\VBIS\MG - Medical Gases\MG-Va - Valves\MG-Va-IVB - Isolation Valve Box |  | ESCO MEDICON |  |  |  | RN-001503 | [6 empty] | 2023-07-25 | 2 - Normal | 3 - Fair | 3 - High |  | 2 - Normal | Statutory | Preventive | High |  |  | 6y0M
1457 | Royal North Shore Hospital | RN22 - Maintenance and Clinical Technology | Level 2 | RN22.02.007 | \Locations\Royal North Shore Hospital\RN22 - Maintenance and Clinical Technology\Level 2 | \Geography\Oceania\Australia\New South Wales\Sydney Northern\Willoughby\St Leonards | \Organizations\101-NSW Health\8899-NSLHD | RN-001520 | Smoke Detector | Smoke Detector - RN22.02.007 | \Classifications\Specification Class\Building Equipment\Fire Protection\Fire Alarm Systems\Smoke Detectors | Fire Detection, Fire Detectors, Smoke | FD-FD-Sm | \Classifications\Specification Class\VBIS\FD - Fire Detection\FD-FD - Fire Detectors\FD-FD-Sm - Smoke |  | UNKNOWN |  |  |  | RN-001520 | [6 empty] | 2023-07-25 | 2 - Normal | 2 - Good | 2 - Medium |  | 2 - Normal | Statutory | Preventive | High |  |  | 16y0M
1458 | Royal North Shore Hospital | RN22 - Maintenance and Clinical Technology | Level 2 | RN22.02.007 | \Locations\Royal North Shore Hospital\RN22 - Maintenance and Clinical Technology\Level 2 | \Geography\Oceania\Australia\New South Wales\Sydney Northern\Willoughby\St Leonards | \Organizations\101-NSW Health\8899-NSLHD | RN-001515 | Emergency Exit Sign | Emergency Exit Sign - RN22.02.007 | \Classifications\Specification Class\Building Equipment\Electrical\Other Electrical Systems\Emergency Light & Power Systems\Emergency Evacuation Lighting | Electrical Lighting, Emergency Lighting, Testing | EL-EL-Te | \Classifications\Specification Class\VBIS\EL - Electrical Lighting\EL-EL - Emergency Lighting\EL-EL-Te - Testing |  | STANILITE | 24m |  |  | RN-001515 | [6 empty] | 2023-07-25 | 2 - Normal | 3 - Fair | 2 - Medium |  | 2 - Normal | Statutory | Preventive | High |  |  | 15y0M
1459 | Royal North Shore Hospital | RN22 - Maintenance and Clinical Technology | Level 2 | RN22.02.007 | \Locations\Royal North Shore Hospital\RN22 - Maintenance and Clinical Technology\Level 2 | \Geography\Oceania\Australia\New South Wales\Sydney Northern\Willoughby\St Leonards | \Organizations\101-NSW Health\8899-NSLHD | RN-001510 | Smoke Detector | Smoke Detector - RN22.02.007 | \Classifications\Specification Class\Building Equipment\Fire Protection\Fire Alarm Systems\Smoke Detectors | Fire Detection, Fire Detectors, Smoke | FD-FD-Sm | \Classifications\Specification Class\VBIS\FD - Fire Detection\FD-FD - Fire Detectors\FD-FD-Sm - Smoke |  | UNKNOWN |  |  |  | RN-001510 | [6 empty] | 2023-07-25 | 2 - Normal | 2 - Good | 2 - Medium |  | 2 - Normal | Statutory | Preventive | High |  |  | 16y0M
1460 | Royal North Shore Hospital | RN22 - Maintenance and Clinical Technology | Level 2 | RN22.02.001 | \Locations\Royal North Shore Hospital\RN22 - Maintenance and Clinical Technology\Level 2 | \Geography\Oceania\Australia\New South Wales\Sydney Northern\Willoughby\St Leonards | \Organizations\101-NSW Health\8899-NSLHD | RN-001432 | EWIS Panel | EWIS Panel - RN22.02.001 | \Classifications\Specification Class\Building Equipment\Fire Protection\Fire Alarm Systems\Fire Alarm Panels | Fire Detection, Fire Detection Control Indicating Equipment, Main Panel | FD-FDCIE-MP | \Classifications\Specification Class\VBIS\FD - Fire Detection\FD-FDCIE - Fire Detection Control Indicating Equipment\FD-FDCIE-MP - Main Panel |  | FIRE SENSE | AFP-2800 |  |  | RN-001432 | [6 empty] | 2023-07-25 | 2 - Normal | 2 - Good | 3 - High |  | 2 - Normal | Statutory | Preventive | High |  |  | 9y7M
1461 | Royal North Shore Hospital | RN22 - Maintenance and Clinical Technology | Level 2 | RN22.02.001 | \Locations\Royal North Shore Hospital\RN22 - Maintenance and Clinical Technology\Level 2 | \Geography\Oceania\Australia\New South Wales\Sydney Northern\Willoughby\St Leonards | \Organizations\101-NSW Health\8899-NSLHD | RN-001426 | Smoke Detector | Smoke Detector - RN22.02.001 | \Classifications\Specification Class\Building Equipment\Fire Protection\Fire Alarm Systems\Smoke Detectors | Fire Detection, Fire Detectors, Smoke | FD-FD-Sm | \Classifications\Specification Class\VBIS\FD - Fire Detection\FD-FD - Fire Detectors\FD-FD-Sm - Smoke |  | UNKNOWN |  |  |  | RN-001426 | [6 empty] | 2023-07-25 | 2 - Normal | 2 - Good | 2 - Medium |  | 2 - Normal | Statutory | Preventive | High |  |  | 16y0M
1462 | Royal North Shore Hospital | RN22 - Maintenance and Clinical Technology | Level 2 | RN22.02.001 | \Locations\Royal North Shore Hospital\RN22 - Maintenance and Clinical Technology\Level 2 | \Geography\Oceania\Australia\New South Wales\Sydney Northern\Willoughby\St Leonards | \Organizations\101-NSW Health\8899-NSLHD | RN-001431 | Emergency Light | Emergency Light - RN22.02.001 | \Classifications\Specification Class\Building Equipment\Electrical\Other Electrical Systems\Emergency Light & Power Systems\Emergency Evacuation Lighting | Electrical Lighting, Emergency Lighting, Testing | EL-EL-Te | \Classifications\Specification Class\VBIS\EL - Electrical Lighting\EL-EL - Emergency Lighting\EL-EL-Te - Testing |  | UNKNOWN |  |  |  | RN-001431 | [6 empty] | 2023-07-25 | 2 - Normal | 2 - Good | 2 - Medium |  | 2 - Normal | Statutory | Preventive | High |  |  | 20y0M
1463 | Royal North Shore Hospital | RN22 - Maintenance and Clinical Technology | Level 2 | RN22.02.001 | \Locations\Royal North Shore Hospital\RN22 - Maintenance and Clinical Technology\Level 2 | \Geography\Oceania\Australia\New South Wales\Sydney Northern\Willoughby\St Leonards | \Organizations\101-NSW Health\8899-NSLHD | RN-001436 | Fire Extinguisher - CO2 | Fire Extinguisher - CO2 - RN22.02.001 | \Classifications\Specification Class\Building Equipment\Fire Protection\Fire Protection Specialities\Fire Extinguishers\CO2 | Fire Suppression, Portable Fire Extinguisher, Carbon Dioxide | FS-PFE-CD | \Classifications\Specification Class\VBIS\FS - Fire Suppression\FS-PFE - Portable Fire Extinguisher\FS-PFE-CD - Carbon Dioxide |  | UNKNOWN | 3.5kg |  |  | RN-001436 | [6 empty] | 2023-07-25 | 2 - Normal | 3 - Fair | 2 - Medium |  | 2 - Normal | Statutory | Preventive | High |  |  | 9y0M
1464 | Royal North Shore Hospital | RN22 - Maintenance and Clinical Technology | Level 2 | RN22.02.002 | \Locations\Royal North Shore Hospital\RN22 - Maintenance and Clinical Technology\Level 2 | \Geography\Oceania\Australia\New South Wales\Sydney Northern\Willoughby\St Leonards | \Organizations\101-NSW Health\8899-NSLHD | RN-001441 | Roller Shutter Door | Roller Shutter Door - RN22.02.002 | \Classifications\Specification Class\Building Equipment\Building Fabric\Doors\Roller Doors & Shutters | Structure, Doors Non Rated, Roller | ST-DNR-Ro | \Classifications\Specification Class\VBIS\ST - Structure\ST-DNR - Doors Non Rated\ST-DNR-Ro - Roller |  | MAVERICK ROLLER PRODUCTS |  |  |  | RN-001441 | [6 empty] | 2023-07-25 | 2 - Normal | 2 - Good | 2 - Medium |  | 2 - Normal | Statutory | Preventive | Medium |  |  | 12y0M
1465 | Royal North Shore Hospital | RN22 - Maintenance and Clinical Technology | Level 2 | RN22.02.002 | \Locations\Royal North Shore Hospital\RN22 - Maintenance and Clinical Technology\Level 2 | \Geography\Oceania\Australia\New South Wales\Sydney Northern\Willoughby\St Leonards | \Organizations\101-NSW Health\8899-NSLHD | RN-001427 | Roller Shutter Door | Roller Shutter Door - RN22.02.002 | \Classifications\Specification Class\Building Equipment\Building Fabric\Doors\Roller Doors & Shutters | Structure, Doors Non Rated, Roller | ST-DNR-Ro | \Classifications\Specification Class\VBIS\ST - Structure\ST-DNR - Doors Non Rated\ST-DNR-Ro - Roller |  | MAVERICK ROLLER PRODUCTS |  |  |  | RN-001427 | [6 empty] | 2023-07-25 | 2 - Normal | 2 - Good | 2 - Medium |  | 2 - Normal | Statutory | Preventive | Medium |  |  | 12y0M
1466 | Royal North Shore Hospital | RN22 - Maintenance and Clinical Technology | Level 2 | RN22.02.002 | \Locations\Royal North Shore Hospital\RN22 - Maintenance and Clinical Technology\Level 2 | \Geography\Oceania\Australia\New South Wales\Sydney Northern\Willoughby\St Leonards | \Organizations\101-NSW Health\8899-NSLHD | RN-001446 | Smoke Detector | Smoke Detector - RN22.02.002 | \Classifications\Specification Class\Building Equipment\Fire Protection\Fire Alarm Systems\Smoke Detectors | Fire Detection, Fire Detectors, Smoke | FD-FD-Sm | \Classifications\Specification Class\VBIS\FD - Fire Detection\FD-FD - Fire Detectors\FD-FD-Sm - Smoke |  | UNKNOWN |  |  |  | RN-001446 | [6 empty] | 2023-07-25 | 2 - Normal | 2 - Good | 2 - Medium |  | 2 - Normal | Statutory | Preventive | High |  |  | 16y0M
1467 | Royal North Shore Hospital | RN22 - Maintenance and Clinical Technology | Level 2 | RN22.02.002 | \Locations\Royal North Shore Hospital\RN22 - Maintenance and Clinical Technology\Level 2 | \Geography\Oceania\Australia\New South Wales\Sydney Northern\Willoughby\St Leonards | \Organizations\101-NSW Health\8899-NSLHD | RN-001437 | Air Conditioner - Split System Indoor Unit | Air Conditioner - Split System Indoor Unit - RN22.02.002 | \Classifications\Specification Class\Building Equipment\HVAC\Terminal & Package Units\Package Units\Split Systems | Mechanical, Air Conditioning Unit | ME-ACU | \Classifications\Specification Class\VBIS\ME - Mechanical\ME-ACU - Air Conditioning Unit |  | SAMSUNG |  |  |  | RN-001437 | [6 empty] | 2023-07-25 | 2 - Normal | 3 - Fair | 2 - Medium |  | 2 - Normal | Statutory | Preventive | Medium |  |  | 6y0M | [9 empty] | Cannot access manufacturer label
1468 | Royal North Shore Hospital | RN22 - Maintenance and Clinical Technology | Level 3 | RN22.03.003 | \Locations\Royal North Shore Hospital\RN22 - Maintenance and Clinical Technology\Level 3 | \Geography\Oceania\Australia\New South Wales\Sydney Northern\Willoughby\St Leonards | \Organizations\101-NSW Health\8899-NSLHD | RN-001470 | Air Conditioner - RAC | Air Conditioner - RAC - RN22.03.003 | \Classifications\Specification Class\Building Equipment\HVAC\Terminal & Package Units\Package Units\Room Air Conditioner | Mechanical, Air Conditioning Unit | ME-ACU | \Classifications\Specification Class\VBIS\ME - Mechanical\ME-ACU - Air Conditioning Unit |  | EMAIL AIR |  |  |  | RN-001470 | [6 empty] | 2023-07-25 | 2 - Normal | 3 - Fair | 2 - Medium |  | 2 - Normal | Non-Statutory | Preventive | Medium |  |  | 6y0M
1469 | Royal North Shore Hospital | RN22 - Maintenance and Clinical Technology | Level 3 | RN22.03.003 | \Locations\Royal North Shore Hospital\RN22 - Maintenance and Clinical Technology\Level 3 | \Geography\Oceania\Australia\New South Wales\Sydney Northern\Willoughby\St Leonards | \Organizations\101-NSW Health\8899-NSLHD | RN-001451 | Fire Extinguisher - CO2 | Fire Extinguisher - CO2 - RN22.03.003 | \Classifications\Specification Class\Building Equipment\Fire Protection\Fire Protection Specialities\Fire Extinguishers\CO2 | Fire Suppression, Portable Fire Extinguisher, Carbon Dioxide | FS-PFE-CD | \Classifications\Specification Class\VBIS\FS - Fire Suppression\FS-PFE - Portable Fire Extinguisher\FS-PFE-CD - Carbon Dioxide |  | FIREBOX | 5.0kg |  |  | RN-001451 | [6 empty] | 2023-07-25 | 2 - Normal | 4 - Poor | 2 - Medium | No signage | 2 - Normal | Statutory | Preventive | High |  |  | 3y0M
1470 | Royal North Shore Hospital | RN22 - Maintenance and Clinical Technology | Level 3 | RN22.03.004 | \Locations\Royal North Shore Hospital\RN22 - Maintenance and Clinical Technology\Level 3 | \Geography\Oceania\Australia\New South Wales\Sydney Northern\Willoughby\St Leonards | \Organizations\101-NSW Health\8899-NSLHD | RN-001465 | Fire Extinguisher - CO2 | Fire Extinguisher - CO2 - RN22.03.004 | \Classifications\Specification Class\Building Equipment\Fire Protection\Fire Protection Specialities\Fire Extinguishers\CO2 | Fire Suppression, Portable Fire Extinguisher, Carbon Dioxide | FS-PFE-CD | \Classifications\Specification Class\VBIS\FS - Fire Suppression\FS-PFE - Portable Fire Extinguisher\FS-PFE-CD - Carbon Dioxide |  | PRESTO FIRE | 3.5kg |  |  | RN-001465 | [6 empty] | 2023-07-25 | 2 - Normal | 3 - Fair | 2 - Medium |  | 2 - Normal | Statutory | Preventive | High |  |  | 9y0M
1471 | Royal North Shore Hospital | RN22 - Maintenance and Clinical Technology | Level 3 | RN22.03.004 | \Locations\Royal North Shore Hospital\RN22 - Maintenance and Clinical Technology\Level 3 | \Geography\Oceania\Australia\New South Wales\Sydney Northern\Willoughby\St Leonards | \Organizations\101-NSW Health\8899-NSLHD | RN-001460 | Air Conditioner - Split System Indoor Unit | Air Conditioner - Split System Indoor Unit - RN22.03.004 | \Classifications\Specification Class\Building Equipment\HVAC\Terminal & Package Units\Package Units\Split Systems | Mechanical, Air Conditioning Unit | ME-ACU | \Classifications\Specification Class\VBIS\ME - Mechanical\ME-ACU - Air Conditioning Unit |  | MITSUBISHI ELECTRIC | MSC-GA20VB |  | 7001522 | RN-001460 | [6 empty] | 2023-07-25 | 2 - Normal | 3 - Fair | 2 - Medium |  | 2 - Normal | Statutory | Preventive | Medium |  |  | 6y0M
1472 | Royal North Shore Hospital | RN22 - Maintenance and Clinical Technology | Level 3 | RN22.03.001 | \Locations\Royal North Shore Hospital\RN22 - Maintenance and Clinical Technology\Level 3 | \Geography\Oceania\Australia\New South Wales\Sydney Northern\Willoughby\St Leonards | \Organizations\101-NSW Health\8899-NSLHD | RN-001456 | Emergency Exit Sign | Emergency Exit Sign - RN22.03.001 | \Classifications\Specification Class\Building Equipment\Electrical\Other Electrical Systems\Emergency Light & Power Systems\Emergency Evacuation Lighting | Electrical Lighting, Emergency Lighting, Testing | EL-EL-Te | \Classifications\Specification Class\VBIS\EL - Electrical Lighting\EL-EL - Emergency Lighting\EL-EL-Te - Testing |  | UNKNOWN | 24m |  |  | RN-001456 | [6 empty] | 2023-07-25 | 2 - Normal | 3 - Fair | 2 - Medium |  | 2 - Normal | Statutory | Preventive | High |  |  | 15y0M
1473 | Royal North Shore Hospital | RN22 - Maintenance and Clinical Technology | Level 3 | RN22.03.005 | \Locations\Royal North Shore Hospital\RN22 - Maintenance and Clinical Technology\Level 3 | \Geography\Oceania\Australia\New South Wales\Sydney Northern\Willoughby\St Leonards | \Organizations\101-NSW Health\8899-NSLHD | RN-001461 | Fire Blanket | Fire Blanket - RN22.03.005 | \Classifications\Specification Class\Building Equipment\Fire Protection\Other Fire Protection Systems\Fire Blankets | Fire Suppression, Fire Blanket | FS-FB | \Classifications\Specification Class\VBIS\FS - Fire Suppression\FS-FB - Fire Blanket |  | CHUBB | 1.2m X 1.8m |  |  | RN-001461 | [6 empty] | 2023-07-25 | 2 - Normal | 3 - Fair | 2 - Medium |  | 2 - Normal | Statutory | Preventive | High |  |  | 6y0M
1474 | Royal North Shore Hospital | RN22 - Maintenance and Clinical Technology | Level 3 | RN22.03.005 | \Locations\Royal North Shore Hospital\RN22 - Maintenance and Clinical Technology\Level 3 | \Geography\Oceania\Australia\New South Wales\Sydney Northern\Willoughby\St Leonards | \Organizations\101-NSW Health\8899-NSLHD | RN-001466 | Boiling Water Unit | Boiling Water Unit - RN22.03.005 | \Classifications\Specification Class\Food Service Equipment\Chilled Water/Hot Water Taps | Hydraulics, Potable Water Units, Water Filter Unit | HY-PWU-WFU | \Classifications\Specification Class\VBIS\HY - Hydraulics\HY-PWU - Potable Water Units\HY-PWU-WFU - Water Filter Unit |  | ZIP | EB003 |  |  | RN-001466 | [6 empty] | 2023-07-25 | 2 - Normal | 3 - Fair | 1 - Low |  | 2 - Normal | Statutory | Preventive | Medium |  |  | 6y0M
1475 | Royal North Shore Hospital | RN22 - Maintenance and Clinical Technology | Level 3 | RN22.03.006 | \Locations\Royal North Shore Hospital\RN22 - Maintenance and Clinical Technology\Level 3 | \Geography\Oceania\Australia\New South Wales\Sydney Northern\Willoughby\St Leonards | \Organizations\101-NSW Health\8899-NSLHD | RN-001452 | Air Conditioner - Split System Indoor Unit | Air Conditioner - Split System Indoor Unit - RN22.03.006 | \Classifications\Specification Class\Building Equipment\HVAC\Terminal & Package Units\Package Units\Split Systems | Mechanical, Air Conditioning Unit | ME-ACU | \Classifications\Specification Class\VBIS\ME - Mechanical\ME-ACU - Air Conditioning Unit |  | DAIKIN | FTYN25V1A |  | E001507 | RN-001452 | [6 empty] | 2023-07-25 | 2 - Normal | 3 - Fair | 2 - Medium |  | 2 - Normal | Statutory | Preventive | Medium |  |  | 6y0M
1476 | Royal North Shore Hospital | RN22 - Maintenance and Clinical Technology | Level 3 | RN22.03.007 | \Locations\Royal North Shore Hospital\RN22 - Maintenance and Clinical Technology\Level 3 | \Geography\Oceania\Australia\New South Wales\Sydney Northern\Willoughby\St Leonards | \Organizations\101-NSW Health\8899-NSLHD | RN-001457 | Air Conditioner - Split System Indoor Unit | Air Conditioner - Split System Indoor Unit - RN22.03.007 | \Classifications\Specification Class\Building Equipment\HVAC\Terminal & Package Units\Package Units\Split Systems | Mechanical, Air Conditioning Unit | ME-ACU | \Classifications\Specification Class\VBIS\ME - Mechanical\ME-ACU - Air Conditioning Unit |  | TECO |  |  |  | RN-001457 | [6 empty] | 2023-07-25 | 2 - Normal | 3 - Fair | 2 - Medium |  | 2 - Normal | Statutory | Preventive | Medium |  |  | 6y0M
1477 | Royal North Shore Hospital | RN22 - Maintenance and Clinical Technology | Level 3 | RN22.03.008 | \Locations\Royal North Shore Hospital\RN22 - Maintenance and Clinical Technology\Level 3 | \Geography\Oceania\Australia\New South Wales\Sydney Northern\Willoughby\St Leonards | \Organizations\101-NSW Health\8899-NSLHD | RN-001462 | Air Conditioner - Split System Indoor Unit | Air Conditioner - Split System Indoor Unit - RN22.03.008 | \Classifications\Specification Class\Building Equipment\HVAC\Terminal & Package Units\Package Units\Split Systems | Mechanical, Air Conditioning Unit | ME-ACU | \Classifications\Specification Class\VBIS\ME - Mechanical\ME-ACU - Air Conditioning Unit |  | EMAIL AIR |  |  |  | RN-001462 | [6 empty] | 2023-07-25 | 2 - Normal | 3 - Fair | 2 - Medium |  | 2 - Normal | Statutory | Preventive | Medium |  |  | 6y0M
1478 | Royal North Shore Hospital | RN22 - Maintenance and Clinical Technology | Level 2 | RN22.02.004 | \Locations\Royal North Shore Hospital\RN22 - Maintenance and Clinical Technology\Level 2 | \Geography\Oceania\Australia\New South Wales\Sydney Northern\Willoughby\St Leonards | \Organizations\101-NSW Health\8899-NSLHD | RN-001467 | Emergency Light | Emergency Light - RN22.02.004 | \Classifications\Specification Class\Building Equipment\Electrical\Other Electrical Systems\Emergency Light & Power Systems\Emergency Evacuation Lighting | Electrical Lighting, Emergency Lighting, Testing | EL-EL-Te | \Classifications\Specification Class\VBIS\EL - Electrical Lighting\EL-EL - Emergency Lighting\EL-EL-Te - Testing |  | UNKNOWN |  |  |  | RN-001467 | [6 empty] | 2023-07-25 | 2 - Normal | 2 - Good | 2 - Medium |  | 2 - Normal | Statutory | Preventive | High |  |  | 20y0M
1479 | Royal North Shore Hospital | RN22 - Maintenance and Clinical Technology | Level 2 | RN22.02.005 | \Locations\Royal North Shore Hospital\RN22 - Maintenance and Clinical Technology\Level 2 | \Geography\Oceania\Australia\New South Wales\Sydney Northern\Willoughby\St Leonards | \Organizations\101-NSW Health\8899-NSLHD | RN-001458 | Air Conditioner - Split System Indoor Unit | Air Conditioner - Split System Indoor Unit - RN22.02.005 | \Classifications\Specification Class\Building Equipment\HVAC\Terminal & Package Units\Package Units\Split Systems | Mechanical, Air Conditioning Unit | ME-ACU | \Classifications\Specification Class\VBIS\ME - Mechanical\ME-ACU - Air Conditioning Unit |  | SAMSUNG |  |  |  | RN-001458 | [6 empty] | 2023-07-25 | 2 - Normal | 2 - Good | 2 - Medium |  | 2 - Normal | Statutory | Preventive | Medium |  |  | 8y0M
1480 | Royal North Shore Hospital | RN22 - Maintenance and Clinical Technology | Level 2 | RN22.02.003 | \Locations\Royal North Shore Hospital\RN22 - Maintenance and Clinical Technology\Level 2 | \Geography\Oceania\Australia\New South Wales\Sydney Northern\Willoughby\St Leonards | \Organizations\101-NSW Health\8899-NSLHD | RN-001445 | Emergency Exit Sign | Emergency Exit Sign - RN22.02.003 | \Classifications\Specification Class\Building Equipment\Electrical\Other Electrical Systems\Emergency Light & Power Systems\Emergency Evacuation Lighting | Electrical Lighting, Emergency Lighting, Testing | EL-EL-Te | \Classifications\Specification Class\VBIS\EL - Electrical Lighting\EL-EL - Emergency Lighting\EL-EL-Te - Testing |  | STANILITE | 24m |  |  | RN-001445 | [6 empty] | 2023-07-25 | 2 - Normal | 3 - Fair | 2 - Medium |  | 2 - Normal | Statutory | Preventive | High |  |  | 15y0M
1481 | Royal North Shore Hospital | RN22 - Maintenance and Clinical Technology | Level 2 | RN22.02.005 | \Locations\Royal North Shore Hospital\RN22 - Maintenance and Clinical Technology\Level 2 | \Geography\Oceania\Australia\New South Wales\Sydney Northern\Willoughby\St Leonards | \Organizations\101-NSW Health\8899-NSLHD | RN-001454 | Boiling Water Unit | Boiling Water Unit - RN22.02.005 | \Classifications\Specification Class\Food Service Equipment\Chilled Water/Hot Water Taps | Hydraulics, Potable Water Units, Water Filter Unit | HY-PWU-WFU | \Classifications\Specification Class\VBIS\HY - Hydraulics\HY-PWU - Potable Water Units\HY-PWU-WFU - Water Filter Unit |  | ZIP | AB007 | Autoboil | 2010092910049 | RN-001454 |  |  |  |  | 2010-01-01 |  | 2023-07-25 | 2 - Normal | 3 - Fair | 1 - Low | Expected life could be extended based on the visual condition assessment. | 2 - Normal | Statutory | Preventive | Medium |  |  | 0y0M
1482 | Royal North Shore Hospital | RN22 - Maintenance and Clinical Technology | Level 2 | RN22.02.005 | \Locations\Royal North Shore Hospital\RN22 - Maintenance and Clinical Technology\Level 2 | \Geography\Oceania\Australia\New South Wales\Sydney Northern\Willoughby\St Leonards | \Organizations\101-NSW Health\8899-NSLHD | RN-001468 | Fire Extinguisher - CO2 | Fire Extinguisher - CO2 - RN22.02.005 | \Classifications\Specification Class\Building Equipment\Fire Protection\Fire Protection Specialities\Fire Extinguishers\CO2 | Fire Suppression, Portable Fire Extinguisher, Carbon Dioxide | FS-PFE-CD | \Classifications\Specification Class\VBIS\FS - Fire Suppression\FS-PFE - Portable Fire Extinguisher\FS-PFE-CD - Carbon Dioxide |  | AMPAC | 3.5kg |  |  | RN-001468 | [6 empty] | 2023-07-25 | 2 - Normal | 2 - Good | 2 - Medium |  | 2 - Normal | Statutory | Preventive | High |  |  | 12y0M
1483 | Royal North Shore Hospital | RN22 - Maintenance and Clinical Technology | Level 2 | RN22.02.005 | \Locations\Royal North Shore Hospital\RN22 - Maintenance and Clinical Technology\Level 2 | \Geography\Oceania\Australia\New South Wales\Sydney Northern\Willoughby\St Leonards | \Organizations\101-NSW Health\8899-NSLHD | RN-001463 | Smoke Detector | Smoke Detector - RN22.02.005 | \Classifications\Specification Class\Building Equipment\Fire Protection\Fire Alarm Systems\Smoke Detectors | Fire Detection, Fire Detectors, Smoke | FD-FD-Sm | \Classifications\Specification Class\VBIS\FD - Fire Detection\FD-FD - Fire Detectors\FD-FD-Sm - Smoke |  | UNKNOWN |  |  |  | RN-001463 | [6 empty] | 2023-07-25 | 2 - Normal | 2 - Good | 2 - Medium |  | 2 - Normal | Statutory | Preventive | High |  |  | 16y0M
1484 | Royal North Shore Hospital | RN22 - Maintenance and Clinical Technology | Level 2 | RN22.02.004 | \Locations\Royal North Shore Hospital\RN22 - Maintenance and Clinical Technology\Level 2 | \Geography\Oceania\Australia\New South Wales\Sydney Northern\Willoughby\St Leonards | \Organizations\101-NSW Health\8899-NSLHD | RN-001453 | Smoke Detector | Smoke Detector - RN22.02.004 | \Classifications\Specification Class\Building Equipment\Fire Protection\Fire Alarm Systems\Smoke Detectors | Fire Detection, Fire Detectors, Smoke | FD-FD-Sm | \Classifications\Specification Class\VBIS\FD - Fire Detection\FD-FD - Fire Detectors\FD-FD-Sm - Smoke |  | UNKNOWN |  |  |  | RN-001453 | [6 empty] | 2023-07-25 | 2 - Normal | 3 - Fair | 2 - Medium |  | 2 - Normal | Statutory | Preventive | High |  |  | 12y0M
1485 | Royal North Shore Hospital | RN31 - Vanderfield Building | Level 3 | RN31.03.001 | \Locations\Royal North Shore Hospital\RN31 - Vanderfield Building\Level 3\RN31.03.001 Stairway | \Geography\Oceania\Australia\New South Wales\Sydney Northern\Willoughby\St Leonards | \Organizations\101-NSW Health\8899-NSLHD | RN-001137 | Fire Hose Reel | Fire Hose Reel - RN31.03.001 | \Classifications\Specification Class\Building Equipment\Fire Protection\Fire Protection Specialities\Fire Hose Reels | Fire Suppression, Fire Hose Reel | FS-FHR | \Classifications\Specification Class\VBIS\FS - Fire Suppression\FS-FHR - Fire Hose Reel |  | QUELL | 36m |  |  | RN-001137 |  |  |  |  | 2000-01-01 |  | 2023-07-25 | 2 - Normal | 2 - Good | 2 - Medium | Expected life could be extended based on the visual condition assessment. | 2 - Normal | Statutory | Preventive | High |  |  | 0y0M
1486 | Royal North Shore Hospital | RN31 - Vanderfield Building | Level 3 | RN31.03.001 | \Locations\Royal North Shore Hospital\RN31 - Vanderfield Building\Level 3\RN31.03.001 Stairway | \Geography\Oceania\Australia\New South Wales\Sydney Northern\Willoughby\St Leonards | \Organizations\101-NSW Health\8899-NSLHD | RN-001138 | Fire Extinguisher - CO2 | Fire Extinguisher - CO2 - RN31.03.001 | \Classifications\Specification Class\Building Equipment\Fire Protection\Fire Protection Specialities\Fire Extinguishers\CO2 | Fire Suppression, Portable Fire Extinguisher, Carbon Dioxide | FS-PFE-CD | \Classifications\Specification Class\VBIS\FS - Fire Suppression\FS-PFE - Portable Fire Extinguisher\FS-PFE-CD - Carbon Dioxide |  | AMPAC | 3.5kg |  |  | RN-001138 | [6 empty] | 2023-07-25 | 2 - Normal | 2 - Good | 2 - Medium |  | 2 - Normal | Statutory | Preventive | High |  |  | 12y0M
1487 | Royal North Shore Hospital | RN31 - Vanderfield Building | Level 3 | RN31.03.012 | \Locations\Royal North Shore Hospital\RN31 - Vanderfield Building\Level 3 | \Geography\Oceania\Australia\New South Wales\Sydney Northern\Willoughby\St Leonards | \Organizations\101-NSW Health\8899-NSLHD | RN-001139 | Fire Extinguisher - CO2 | Fire Extinguisher - CO2 - RN31.03.012 | \Classifications\Specification Class\Building Equipment\Fire Protection\Fire Protection Specialities\Fire Extinguishers\CO2 | Fire Suppression, Portable Fire Extinguisher, Carbon Dioxide | FS-PFE-CD | \Classifications\Specification Class\VBIS\FS - Fire Suppression\FS-PFE - Portable Fire Extinguisher\FS-PFE-CD - Carbon Dioxide |  | AMPAC | 3.5kg |  |  | RN-001139 | [6 empty] | 2023-07-25 | 2 - Normal | 2 - Good | 2 - Medium |  | 2 - Normal | Statutory | Preventive | High |  |  | 12y0M
1488 | Royal North Shore Hospital | RN31 - Vanderfield Building | Level 3 | RN31.03.012 | \Locations\Royal North Shore Hospital\RN31 - Vanderfield Building\Level 3 | \Geography\Oceania\Australia\New South Wales\Sydney Northern\Willoughby\St Leonards | \Organizations\101-NSW Health\8899-NSLHD | RN-001140 | Fire Extinguisher - Water | Fire Extinguisher - Water - RN31.03.012 | \Classifications\Specification Class\Building Equipment\Fire Protection\Fire Protection Specialities\Fire Extinguishers\Water | Fire Suppression, Portable Fire Extinguisher, Water | FS-PFE-Wa | \Classifications\Specification Class\VBIS\FS - Fire Suppression\FS-PFE - Portable Fire Extinguisher\FS-PFE-Wa - Water |  | FLAMESTOP | 9.0L |  |  | RN-001140 | [6 empty] | 2023-07-25 | 2 - Normal | 2 - Good | 2 - Medium |  | 2 - Normal | Statutory | Preventive | High |  |  | 12y0M
1489 | Royal North Shore Hospital | RN31 - Vanderfield Building | Level 3 | RN31.03.012 | \Locations\Royal North Shore Hospital\RN31 - Vanderfield Building\Level 3 | \Geography\Oceania\Australia\New South Wales\Sydney Northern\Willoughby\St Leonards | \Organizations\101-NSW Health\8899-NSLHD | RN-001142 | Fire Blanket | Fire Blanket - RN31.03.012 | \Classifications\Specification Class\Building Equipment\Fire Protection\Other Fire Protection Systems\Fire Blankets | Fire Suppression, Fire Blanket | FS-FB | \Classifications\Specification Class\VBIS\FS - Fire Suppression\FS-FB - Fire Blanket |  | CHUBB | 50802 | 1.2m X 1.8m |  | RN-001142 | [6 empty] | 2023-07-25 | 2 - Normal | 2 - Good | 2 - Medium |  | 2 - Normal | Statutory | Preventive | High |  |  | 8y0M
1490 | Royal North Shore Hospital | RN31 - Vanderfield Building | Level 3 | RN31.03.012 | \Locations\Royal North Shore Hospital\RN31 - Vanderfield Building\Level 3 | \Geography\Oceania\Australia\New South Wales\Sydney Northern\Willoughby\St Leonards | \Organizations\101-NSW Health\8899-NSLHD | RN-001141 | Chilled Water/Hot Water Taps | Chilled Water/Hot Water Taps - RN31.03.012 | \Classifications\Specification Class\Food Service Equipment\Chilled Water/Hot Water Taps | Hydraulics, Potable Water Units, Water Filter Unit | HY-PWU-WFU | \Classifications\Specification Class\VBIS\HY - Hydraulics\HY-PWU - Potable Water Units\HY-PWU-WFU - Water Filter Unit |  | ZIP | BC20 | Hydrotap | 2022120104008 | RN-001141 |  |  |  |  | 2022-01-01 |  | 2023-07-25 | 2 - Normal | 2 - Good | 1 - Low |  | 2 - Normal | Statutory | Preventive | Medium |  |  | 8y4M
1491 | Royal North Shore Hospital | RN03 - Chapel | Level 1 | RN03.00.002 | \Locations\Royal North Shore Hospital\RN03 - Chapel\Level 1 | \Geography\Oceania\Australia\New South Wales\Sydney Northern\Willoughby\St Leonards | \Organizations\101-NSW Health\8899-NSLHD | RN-000235 | Height Safety Systems - Ladder Bracket | Height Safety Systems - Ladder Bracket - RN03.00.002 | \Classifications\Specification Class\Building Equipment\Building Fabric\Fixtures | Structure, Hand Rail | ST-HR | \Classifications\Specification Class\VBIS\ST - Structure\ST-HR - Hand Rail |  | RIS | 15kN |  |  | RN-000235 |  |  |  |  | 2021-01-01 |  | 2023-07-25 | 3 - Poor | 3 - Fair | 2 - Medium |  | 2 - Normal | Statutory | Preventive | High |  |  | 32y4M
1492 | Royal North Shore Hospital | RN03 - Chapel | Level 1 | RN03.00.002 | \Locations\Royal North Shore Hospital\RN03 - Chapel\Level 1 | \Geography\Oceania\Australia\New South Wales\Sydney Northern\Willoughby\St Leonards | \Organizations\101-NSW Health\8899-NSLHD | RN-000236 | Height Safety Systems - Ladder Bracket | Height Safety Systems - Ladder Bracket - RN03.00.002 | \Classifications\Specification Class\Building Equipment\Building Fabric\Fixtures | Structure, Hand Rail | ST-HR | \Classifications\Specification Class\VBIS\ST - Structure\ST-HR - Hand Rail |  | RIS | 15kN |  |  | RN-000236 |  |  |  |  | 2021-01-01 |  | 2023-07-25 | 3 - Poor | 3 - Fair | 2 - Medium |  | 2 - Normal | Statutory | Preventive | High |  |  | 32y4M
1493 | Royal North Shore Hospital | RN03 - Chapel | Level 1 | RN03.00.001 | \Locations\Royal North Shore Hospital\RN03 - Chapel\Level 1 | \Geography\Oceania\Australia\New South Wales\Sydney Northern\Willoughby\St Leonards | \Organizations\101-NSW Health\8899-NSLHD | RN-000238 | Utility Meter - Water | Utility Meter - Water - RN03.00.001 | \Classifications\Specification Class\Building Equipment\Infrastructure and Grounds\Hydraulic Services\Utility Meter | Building Management and Control, Metering, Water | BMC-Me-Wa | \Classifications\Specification Class\VBIS\BMC - Building Management and Control\BMC-Me - Metering\BMC-Me-Wa - Water |  | ELSTER | 2925M1222 |  | C422121858950 | RN-000238 | [6 empty] | 2023-07-25 | 3 - Poor | 3 - Fair | 1 - Low |  | 2 - Normal | Non-Statutory | Run To Failure | Low |  |  | 12y0M
1494 | Royal North Shore Hospital | RN30 - Building 30 | Level 1 | RN30.01.044 | \Locations\Royal North Shore Hospital\RN30 - Building 30\Level 1 | \Geography\Oceania\Australia\New South Wales\Sydney Northern\Willoughby\St Leonards | \Organizations\101-NSW Health\8899-NSLHD | RN-000240 | Smoke Detector | Smoke Detector - RN30.01.044 | \Classifications\Specification Class\Building Equipment\Fire Protection\Fire Alarm Systems\Smoke Detectors | Fire Detection, Fire Detectors, Smoke | FD-FD-Sm | \Classifications\Specification Class\VBIS\FD - Fire Detection\FD-FD - Fire Detectors\FD-FD-Sm - Smoke |  | UNKNOWN |  |  |  | RN-000240 | [6 empty] | 2023-07-25 | 2 - Normal | 2 - Good | 2 - Medium |  | 2 - Normal | Statutory | Preventive | High |  |  | 16y0M
1495 | Royal North Shore Hospital | RN30 - Building 30 | Level 1 | RN30.01.044 | \Locations\Royal North Shore Hospital\RN30 - Building 30\Level 1 | \Geography\Oceania\Australia\New South Wales\Sydney Northern\Willoughby\St Leonards | \Organizations\101-NSW Health\8899-NSLHD | RN-000239 | Air Conditioner - Split System Indoor Unit | Air Conditioner - Split System Indoor Unit - RN30.01.044 | \Classifications\Specification Class\Building Equipment\HVAC\Terminal & Package Units\Package Units\Split Systems | Mechanical, Air Conditioning Unit | ME-ACU | \Classifications\Specification Class\VBIS\ME - Mechanical\ME-ACU - Air Conditioning Unit |  | HITACHI | RAS-25YHA3 |  | 2420 | RN-000239 | [6 empty] | 2023-07-25 | 2 - Normal | 3 - Fair | 2 - Medium |  | 2 - Normal | Statutory | Preventive | Medium |  |  | 6y0M
1496 | Royal North Shore Hospital | RN30 - Building 30 | Level 1 | RN30.01.046 | \Locations\Royal North Shore Hospital\RN30 - Building 30\Level 1 | \Geography\Oceania\Australia\New South Wales\Sydney Northern\Willoughby\St Leonards | \Organizations\101-NSW Health\8899-NSLHD | RN-000502 | Air Conditioner - Split System Indoor Unit | Air Conditioner - Split System Indoor Unit - RN30.01.046 | \Classifications\Specification Class\Building Equipment\HVAC\Terminal & Package Units\Package Units\Split Systems | Mechanical, Air Conditioning Unit | ME-ACU | \Classifications\Specification Class\VBIS\ME - Mechanical\ME-ACU - Air Conditioning Unit |  | HITACHI | RAS-25YHA3 |  | 2429 | RN-000502 | [6 empty] | 2023-07-25 | 2 - Normal | 3 - Fair | 2 - Medium |  | 2 - Normal | Statutory | Preventive | Medium |  |  | 6y0M
1497 | Royal North Shore Hospital | RN30 - Building 30 | Level 1 | RN30.01.045 | \Locations\Royal North Shore Hospital\RN30 - Building 30\Level 1 | \Geography\Oceania\Australia\New South Wales\Sydney Northern\Willoughby\St Leonards | \Organizations\101-NSW Health\8899-NSLHD | RN-000504 | Air Conditioner - Split System Indoor Unit | Air Conditioner - Split System Indoor Unit - RN30.01.045 | \Classifications\Specification Class\Building Equipment\HVAC\Terminal & Package Units\Package Units\Split Systems | Mechanical, Air Conditioning Unit | ME-ACU | \Classifications\Specification Class\VBIS\ME - Mechanical\ME-ACU - Air Conditioning Unit |  | HITACHI | RAS-35YHA4 |  | 3267 | RN-000504 | [6 empty] | 2023-07-25 | 2 - Normal | 3 - Fair | 2 - Medium |  | 2 - Normal | Statutory | Preventive | Medium |  |  | 6y0M
1498 | Royal North Shore Hospital | RN30 - Building 30 | Level 1 | RN30.01.041 | \Locations\Royal North Shore Hospital\RN30 - Building 30\Level 1 | \Geography\Oceania\Australia\New South Wales\Sydney Northern\Willoughby\St Leonards | \Organizations\101-NSW Health\8899-NSLHD | RN-000506 | Air Conditioner - Split System Indoor Unit | Air Conditioner - Split System Indoor Unit - RN30.01.041 | \Classifications\Specification Class\Building Equipment\HVAC\Terminal & Package Units\Package Units\Split Systems | Mechanical, Air Conditioning Unit | ME-ACU | \Classifications\Specification Class\VBIS\ME - Mechanical\ME-ACU - Air Conditioning Unit |  | HITACHI | RAS-25YHA3 |  | 2363 | RN-000506 | [6 empty] | 2023-07-25 | 2 - Normal | 3 - Fair | 2 - Medium |  | 2 - Normal | Statutory | Preventive | Medium |  |  | 6y0M
1499 | Royal North Shore Hospital | RN30 - Building 30 | Level 1 | RN30.01.043 | \Locations\Royal North Shore Hospital\RN30 - Building 30\Level 1 | \Geography\Oceania\Australia\New South Wales\Sydney Northern\Willoughby\St Leonards | \Organizations\101-NSW Health\8899-NSLHD | RN-000507 | Air Conditioner - Split System Indoor Unit | Air Conditioner - Split System Indoor Unit - RN30.01.043 | \Classifications\Specification Class\Building Equipment\HVAC\Terminal & Package Units\Package Units\Split Systems | Mechanical, Air Conditioning Unit | ME-ACU | \Classifications\Specification Class\VBIS\ME - Mechanical\ME-ACU - Air Conditioning Unit |  | HITACHI | RAS-25YHA3 |  | 2428 | RN-000507 | [6 empty] | 2023-07-25 | 2 - Normal | 3 - Fair | 2 - Medium |  | 2 - Normal | Statutory | Preventive | Medium |  |  | 6y0M
1500 | Royal North Shore Hospital | RN30 - Building 30 | Level 1 | RN30.01.042 | \Locations\Royal North Shore Hospital\RN30 - Building 30\Level 1 | \Geography\Oceania\Australia\New South Wales\Sydney Northern\Willoughby\St Leonards | \Organizations\101-NSW Health\8899-NSLHD | RN-000510 | Air Conditioner - Split System Indoor Unit | Air Conditioner - Split System Indoor Unit - RN30.01.042 | \Classifications\Specification Class\Building Equipment\HVAC\Terminal & Package Units\Package Units\Split Systems | Mechanical, Air Conditioning Unit | ME-ACU | \Classifications\Specification Class\VBIS\ME - Mechanical\ME-ACU - Air Conditioning Unit |  | HITACHI | RAS-25YHA3 |  | 2129 | RN-000510 | [6 empty] | 2023-07-25 | 2 - Normal | 3 - Fair | 2 - Medium |  | 2 - Normal | Statutory | Preventive | Medium |  |  | 6y0M
1501 | Royal North Shore Hospital | RN30 - Building 30 | Level 1 | RN30.01.035 | \Locations\Royal North Shore Hospital\RN30 - Building 30\Level 1 | \Geography\Oceania\Australia\New South Wales\Sydney Northern\Willoughby\St Leonards | \Organizations\101-NSW Health\8899-NSLHD | RN-000511 | Air Conditioner - Split System Indoor Unit | Air Conditioner - Split System Indoor Unit - RN30.01.035 | \Classifications\Specification Class\Building Equipment\HVAC\Terminal & Package Units\Package Units\Split Systems | Mechanical, Air Conditioning Unit | ME-ACU | \Classifications\Specification Class\VBIS\ME - Mechanical\ME-ACU - Air Conditioning Unit |  | HITACHI | RAS-25YHA3 |  | 2120 | RN-000511 | [6 empty] | 2023-07-25 | 2 - Normal | 3 - Fair | 2 - Medium |  | 2 - Normal | Statutory | Preventive | Medium |  |  | 6y0M
1502 | Royal North Shore Hospital | RN30 - Building 30 | Level 1 | RN30.01.037 | \Locations\Royal North Shore Hospital\RN30 - Building 30\Level 1 | \Geography\Oceania\Australia\New South Wales\Sydney Northern\Willoughby\St Leonards | \Organizations\101-NSW Health\8899-NSLHD | RN-000514 | Air Conditioner - Split System Indoor Unit | Air Conditioner - Split System Indoor Unit - RN30.01.037 | \Classifications\Specification Class\Building Equipment\HVAC\Terminal & Package Units\Package Units\Split Systems | Mechanical, Air Conditioning Unit | ME-ACU | \Classifications\Specification Class\VBIS\ME - Mechanical\ME-ACU - Air Conditioning Unit |  | HITACHI | RAS-25YHA3 |  | 2369 | RN-000514 | [6 empty] | 2023-07-25 | 2 - Normal | 2 - Good | 2 - Medium |  | 2 - Normal | Statutory | Preventive | Medium |  |  | 8y0M
1503 | Royal North Shore Hospital | RN30 - Building 30 | Level 1 | RN30.01.041 | \Locations\Royal North Shore Hospital\RN30 - Building 30\Level 1 | \Geography\Oceania\Australia\New South Wales\Sydney Northern\Willoughby\St Leonards | \Organizations\101-NSW Health\8899-NSLHD | RN-000519 | Smoke Detector | Smoke Detector - RN30.01.041 | \Classifications\Specification Class\Building Equipment\Fire Protection\Fire Alarm Systems\Smoke Detectors | Fire Detection, Fire Detectors, Smoke | FD-FD-Sm | \Classifications\Specification Class\VBIS\FD - Fire Detection\FD-FD - Fire Detectors\FD-FD-Sm - Smoke |  | UNKNOWN |  |  |  | RN-000519 | [6 empty] | 2023-07-25 | 2 - Normal | 2 - Good | 2 - Medium |  | 2 - Normal | Statutory | Preventive | High |  |  | 16y0M
1504 | Royal North Shore Hospital | RN30 - Building 30 | Level 1 | RN30.01.041 | \Locations\Royal North Shore Hospital\RN30 - Building 30\Level 1 | \Geography\Oceania\Australia\New South Wales\Sydney Northern\Willoughby\St Leonards | \Organizations\101-NSW Health\8899-NSLHD | RN-000517 | Emergency Light | Emergency Light - RN30.01.041 | \Classifications\Specification Class\Building Equipment\Electrical\Other Electrical Systems\Emergency Light & Power Systems\Emergency Evacuation Lighting | Electrical Lighting, Emergency Lighting, Testing | EL-EL-Te | \Classifications\Specification Class\VBIS\EL - Electrical Lighting\EL-EL - Emergency Lighting\EL-EL-Te - Testing |  | UNKNOWN |  |  |  | RN-000517 | [6 empty] | 2023-07-25 | 2 - Normal | 2 - Good | 2 - Medium |  | 2 - Normal | Statutory | Preventive | High |  |  | 20y0M
1505 | Royal North Shore Hospital | RN30 - Building 30 | Level 1 | RN30.01.041 | \Locations\Royal North Shore Hospital\RN30 - Building 30\Level 1 | \Geography\Oceania\Australia\New South Wales\Sydney Northern\Willoughby\St Leonards | \Organizations\101-NSW Health\8899-NSLHD | RN-000518 | Smoke Detector | Smoke Detector - RN30.01.041 | \Classifications\Specification Class\Building Equipment\Fire Protection\Fire Alarm Systems\Smoke Detectors | Fire Detection, Fire Detectors, Smoke | FD-FD-Sm | \Classifications\Specification Class\VBIS\FD - Fire Detection\FD-FD - Fire Detectors\FD-FD-Sm - Smoke |  | UNKNOWN |  |  |  | RN-000518 | [6 empty] | 2023-07-25 | 2 - Normal | 2 - Good | 2 - Medium |  | 2 - Normal | Statutory | Preventive | High |  |  | 16y0M
1506 | Royal North Shore Hospital | RN30 - Building 30 | Level 1 | RN30.01.040 | \Locations\Royal North Shore Hospital\RN30 - Building 30\Level 1 | \Geography\Oceania\Australia\New South Wales\Sydney Northern\Willoughby\St Leonards | \Organizations\101-NSW Health\8899-NSLHD | RN-000522 | Smoke Detector | Smoke Detector - RN30.01.040 | \Classifications\Specification Class\Building Equipment\Fire Protection\Fire Alarm Systems\Smoke Detectors | Fire Detection, Fire Detectors, Smoke | FD-FD-Sm | \Classifications\Specification Class\VBIS\FD - Fire Detection\FD-FD - Fire Detectors\FD-FD-Sm - Smoke |  | UNKNOWN |  |  |  | RN-000522 | [6 empty] | 2023-07-25 | 2 - Normal | 2 - Good | 2 - Medium |  | 2 - Normal | Statutory | Preventive | High |  |  | 16y0M
1507 | Royal North Shore Hospital | RN30 - Building 30 | Level 1 | RN30.01.040 | \Locations\Royal North Shore Hospital\RN30 - Building 30\Level 1 | \Geography\Oceania\Australia\New South Wales\Sydney Northern\Willoughby\St Leonards | \Organizations\101-NSW Health\8899-NSLHD | RN-000523 | Air Conditioner - Split System Indoor Unit | Air Conditioner - Split System Indoor Unit - RN30.01.040 | \Classifications\Specification Class\Building Equipment\HVAC\Terminal & Package Units\Package Units\Split Systems | Mechanical, Air Conditioning Unit | ME-ACU | \Classifications\Specification Class\VBIS\ME - Mechanical\ME-ACU - Air Conditioning Unit |  | HITACHI | RAS-25YHA3 |  | 2425 | RN-000523 | [6 empty] | 2023-07-25 | 2 - Normal | 3 - Fair | 2 - Medium |  | 2 - Normal | Statutory | Preventive | Medium |  |  | 6y0M
1508 | Royal North Shore Hospital | RN30 - Building 30 | Level 1 | RN30.01.033 | \Locations\Royal North Shore Hospital\RN30 - Building 30\Level 1 | \Geography\Oceania\Australia\New South Wales\Sydney Northern\Willoughby\St Leonards | \Organizations\101-NSW Health\8899-NSLHD | RN-000526 | Air Conditioner - Split System Indoor Unit | Air Conditioner - Split System Indoor Unit - RN30.01.033 | \Classifications\Specification Class\Building Equipment\HVAC\Terminal & Package Units\Package Units\Split Systems | Mechanical, Air Conditioning Unit | ME-ACU | \Classifications\Specification Class\VBIS\ME - Mechanical\ME-ACU - Air Conditioning Unit |  | HITACHI | RAS-25YHA3 |  | 2421 | RN-000526 | [6 empty] | 2023-07-25 | 2 - Normal | 3 - Fair | 2 - Medium |  | 2 - Normal | Statutory | Preventive | Medium |  |  | 6y0M
1509 | Royal North Shore Hospital | RN30 - Building 30 | Level 1 | RN30.01.033 | \Locations\Royal North Shore Hospital\RN30 - Building 30\Level 1 | \Geography\Oceania\Australia\New South Wales\Sydney Northern\Willoughby\St Leonards | \Organizations\101-NSW Health\8899-NSLHD | RN-000527 | Roller Shutter Door | Roller Shutter Door - RN30.01.033 | \Classifications\Specification Class\Building Equipment\Building Fabric\Doors\Roller Doors & Shutters | Structure, Doors Non Rated, Roller | ST-DNR-Ro | \Classifications\Specification Class\VBIS\ST - Structure\ST-DNR - Doors Non Rated\ST-DNR-Ro - Roller |  | MONACH | Renlita |  |  | RN-000527 | [6 empty] | 2023-07-25 | 2 - Normal | 3 - Fair | 2 - Medium |  | 2 - Normal | Statutory | Preventive | Medium |  |  | 9y0M
1510 | Royal North Shore Hospital | RN30 - Building 30 | Level 1 | RN30.01.034 | \Locations\Royal North Shore Hospital\RN30 - Building 30\Level 1 | \Geography\Oceania\Australia\New South Wales\Sydney Northern\Willoughby\St Leonards | \Organizations\101-NSW Health\8899-NSLHD | RN-000528 | Air Conditioner - Split System Indoor Unit | Air Conditioner - Split System Indoor Unit - RN30.01.034 | \Classifications\Specification Class\Building Equipment\HVAC\Terminal & Package Units\Package Units\Split Systems | Mechanical, Air Conditioning Unit | ME-ACU | \Classifications\Specification Class\VBIS\ME - Mechanical\ME-ACU - Air Conditioning Unit |  | HITACHI | RAS-25YHA3 |  | 2097 | RN-000528 | [6 empty] | 2023-07-25 | 2 - Normal | 3 - Fair | 2 - Medium |  | 2 - Normal | Statutory | Preventive | Medium |  |  | 6y0M
1511 | Royal North Shore Hospital | RN30 - Building 30 | Level 1 | RN30.01.047 | \Locations\Royal North Shore Hospital\RN30 - Building 30\Level 1 | \Geography\Oceania\Australia\New South Wales\Sydney Northern\Willoughby\St Leonards | \Organizations\101-NSW Health\8899-NSLHD | RN-000541 | Air Conditioner - Split System Indoor Unit | Air Conditioner - Split System Indoor Unit - RN30.01.047 | \Classifications\Specification Class\Building Equipment\HVAC\Terminal & Package Units\Package Units\Split Systems | Mechanical, Air Conditioning Unit | ME-ACU | \Classifications\Specification Class\VBIS\ME - Mechanical\ME-ACU - Air Conditioning Unit |  | HITACHI | RAS-25YHA3 |  | 2099 | RN-000541 | [6 empty] | 2023-07-25 | 2 - Normal | 3 - Fair | 2 - Medium |  | 2 - Normal | Statutory | Preventive | Medium |  |  | 6y0M
1512 | Royal North Shore Hospital | RN30 - Building 30 | Level 1 | RN30.01.047 | \Locations\Royal North Shore Hospital\RN30 - Building 30\Level 1 | \Geography\Oceania\Australia\New South Wales\Sydney Northern\Willoughby\St Leonards | \Organizations\101-NSW Health\8899-NSLHD | RN-000545 | Smoke Detector | Smoke Detector - RN30.01.047 | \Classifications\Specification Class\Building Equipment\Fire Protection\Fire Alarm Systems\Smoke Detectors | Fire Detection, Fire Detectors, Smoke | FD-FD-Sm | \Classifications\Specification Class\VBIS\FD - Fire Detection\FD-FD - Fire Detectors\FD-FD-Sm - Smoke |  | UNKNOWN |  |  |  | RN-000545 | [6 empty] | 2023-07-25 | 2 - Normal | 2 - Good | 2 - Medium |  | 2 - Normal | Statutory | Preventive | High |  |  | 16y0M
1513 | Royal North Shore Hospital | RN30 - Building 30 | Level 1 | RN30.01.002 | \Locations\Royal North Shore Hospital\RN30 - Building 30\Level 1 | \Geography\Oceania\Australia\New South Wales\Sydney Northern\Willoughby\St Leonards | \Organizations\101-NSW Health\8899-NSLHD | RN-000546 | Chilled Water/Hot Water Taps | Chilled Water/Hot Water Taps - RN30.01.002 | \Classifications\Specification Class\Food Service Equipment\Chilled Water/Hot Water Taps | Hydraulics, Potable Water Units, Water Filter Unit | HY-PWU-WFU | \Classifications\Specification Class\VBIS\HY - Hydraulics\HY-PWU - Potable Water Units\HY-PWU-WFU - Water Filter Unit |  | ZIP | Hydrotap |  | 2022032804003 | RN-000546 |  |  |  |  | 2022-01-01 |  | 2023-07-25 | 2 - Normal | 2 - Good | 1 - Low |  | 2 - Normal | Statutory | Preventive | Medium |  |  | 8y4M
1514 | Royal North Shore Hospital | RN30 - Building 30 | Level 1 | RN30.01.002 | \Locations\Royal North Shore Hospital\RN30 - Building 30\Level 1 | \Geography\Oceania\Australia\New South Wales\Sydney Northern\Willoughby\St Leonards | \Organizations\101-NSW Health\8899-NSLHD | RN-000547 | Fire Blanket | Fire Blanket - RN30.01.002 | \Classifications\Specification Class\Building Equipment\Fire Protection\Other Fire Protection Systems\Fire Blankets | Fire Suppression, Fire Blanket | FS-FB | \Classifications\Specification Class\VBIS\FS - Fire Suppression\FS-FB - Fire Blanket |  | AMPAC | 1.2m X 1.8m |  |  | RN-000547 | [6 empty] | 2023-07-25 | 2 - Normal | 2 - Good | 2 - Medium |  | 2 - Normal | Statutory | Preventive | High |  |  | 8y0M
1515 | Royal North Shore Hospital | RN30 - Building 30 | Level 1 | RN30.01.002 | \Locations\Royal North Shore Hospital\RN30 - Building 30\Level 1 | \Geography\Oceania\Australia\New South Wales\Sydney Northern\Willoughby\St Leonards | \Organizations\101-NSW Health\8899-NSLHD | RN-000548 | Fire Extinguisher - ABE Powder | Fire Extinguisher - ABE Powder - RN30.01.002 | \Classifications\Specification Class\Building Equipment\Fire Protection\Fire Protection Specialities\Fire Extinguishers\Powder | Fire Suppression, Portable Fire Extinguisher, Dry Chemical Powder, ABE | FS-PFE-DCP-ABE | \Classifications\Specification Class\VBIS\FS - Fire Suppression\FS-PFE - Portable Fire Extinguisher\FS-PFE-DCP - Dry Chemical Powder\FS-PFE-DCP-ABE - ABE |  | FLAMESTOP | 4.5kg |  |  | RN-000548 | [6 empty] | 2023-07-25 | 2 - Normal | 2 - Good | 2 - Medium |  | 2 - Normal | Statutory | Preventive | High |  |  | 8y0M
1516 | Royal North Shore Hospital | RN30 - Building 30 | Level 1 | RN30.01.001 | \Locations\Royal North Shore Hospital\RN30 - Building 30\Level 1 | \Geography\Oceania\Australia\New South Wales\Sydney Northern\Willoughby\St Leonards | \Organizations\101-NSW Health\8899-NSLHD | RN-000549 | Fire Extinguisher - CO2 | Fire Extinguisher - CO2 - RN30.01.001 | \Classifications\Specification Class\Building Equipment\Fire Protection\Fire Protection Specialities\Fire Extinguishers\CO2 | Fire Suppression, Portable Fire Extinguisher, Carbon Dioxide | FS-PFE-CD | \Classifications\Specification Class\VBIS\FS - Fire Suppression\FS-PFE - Portable Fire Extinguisher\FS-PFE-CD - Carbon Dioxide |  | FLAMESTOP | 3.5kg |  |  | RN-000549 | [6 empty] | 2023-07-25 | 2 - Normal | 2 - Good | 2 - Medium |  | 2 - Normal | Statutory | Preventive | High |  |  | 12y0M
1517 | Royal North Shore Hospital | RN30 - Building 30 | Level 1 | RN30.01.002 | \Locations\Royal North Shore Hospital\RN30 - Building 30\Level 1 | \Geography\Oceania\Australia\New South Wales\Sydney Northern\Willoughby\St Leonards | \Organizations\101-NSW Health\8899-NSLHD | RN-000550 | Air Conditioner - Split System Indoor Unit | Air Conditioner - Split System Indoor Unit - RN30.01.002 | \Classifications\Specification Class\Building Equipment\HVAC\Terminal & Package Units\Package Units\Split Systems | Mechanical, Air Conditioning Unit | ME-ACU | \Classifications\Specification Class\VBIS\ME - Mechanical\ME-ACU - Air Conditioning Unit |  | HITACHI | RAS-35YHA4 |  | 3162 | RN-000550 | [6 empty] | 2023-07-25 | 2 - Normal | 2 - Good | 2 - Medium |  | 2 - Normal | Statutory | Preventive | Medium |  |  | 8y0M
1518 | Royal North Shore Hospital | RN30 - Building 30 | Level 1 | RN30.01.001 | \Locations\Royal North Shore Hospital\RN30 - Building 30\Level 1 | \Geography\Oceania\Australia\New South Wales\Sydney Northern\Willoughby\St Leonards | \Organizations\101-NSW Health\8899-NSLHD | RN-000542 | Emergency Exit Sign | Emergency Exit Sign - RN30.01.001 | \Classifications\Specification Class\Building Equipment\Electrical\Other Electrical Systems\Emergency Light & Power Systems\Emergency Evacuation Lighting | Electrical Lighting, Emergency Lighting, Testing | EL-EL-Te | \Classifications\Specification Class\VBIS\EL - Electrical Lighting\EL-EL - Emergency Lighting\EL-EL-Te - Testing |  | WHITE LITE | 24m |  |  | RN-000542 | [6 empty] | 2023-07-25 | 2 - Normal | 4 - Poor | 2 - Medium | Missing signage | 2 - Normal | Statutory | Preventive | High |  |  | 5y0M
1519 | Royal North Shore Hospital | RN30 - Building 30 | Level 1 | RN30.01.010 | \Locations\Royal North Shore Hospital\RN30 - Building 30\Level 1 | \Geography\Oceania\Australia\New South Wales\Sydney Northern\Willoughby\St Leonards | \Organizations\101-NSW Health\8899-NSLHD | RN-000544 | Emergency Exit Sign | Emergency Exit Sign - RN30.01.010 | \Classifications\Specification Class\Building Equipment\Electrical\Other Electrical Systems\Emergency Light & Power Systems\Emergency Evacuation Lighting | Electrical Lighting, Emergency Lighting, Testing | EL-EL-Te | \Classifications\Specification Class\VBIS\EL - Electrical Lighting\EL-EL - Emergency Lighting\EL-EL-Te - Testing |  | EXODUS | 24m |  |  | RN-000544 | [6 empty] | 2023-07-25 | 2 - Normal | 4 - Poor | 2 - Medium | Missing signage | 2 - Normal | Statutory | Preventive | High |  |  | 5y0M
1520 | Royal North Shore Hospital | RN30 - Building 30 | Level 1 | RN30.01.012 | \Locations\Royal North Shore Hospital\RN30 - Building 30\Level 1 | \Geography\Oceania\Australia\New South Wales\Sydney Northern\Willoughby\St Leonards | \Organizations\101-NSW Health\8899-NSLHD | RN-000537 | Air Conditioner - Split System Indoor Unit | Air Conditioner - Split System Indoor Unit - RN30.01.012 | \Classifications\Specification Class\Building Equipment\HVAC\Terminal & Package Units\Package Units\Split Systems | Mechanical, Air Conditioning Unit | ME-ACU | \Classifications\Specification Class\VBIS\ME - Mechanical\ME-ACU - Air Conditioning Unit |  | HITACHI | RAS-35YHA4 |  | 2639 | RN-000537 | [6 empty] | 2023-07-25 | 2 - Normal | 3 - Fair | 2 - Medium |  | 2 - Normal | Statutory | Preventive | Medium |  |  | 6y0M
1521 | Royal North Shore Hospital | RN30 - Building 30 | Level 1 | RN30.01.013 | \Locations\Royal North Shore Hospital\RN30 - Building 30\Level 1 | \Geography\Oceania\Australia\New South Wales\Sydney Northern\Willoughby\St Leonards | \Organizations\101-NSW Health\8899-NSLHD | RN-000554 | Air Conditioner - Split System Indoor Unit | Air Conditioner - Split System Indoor Unit - RN30.01.013 | \Classifications\Specification Class\Building Equipment\HVAC\Terminal & Package Units\Package Units\Split Systems | Mechanical, Air Conditioning Unit | ME-ACU | \Classifications\Specification Class\VBIS\ME - Mechanical\ME-ACU - Air Conditioning Unit |  | HITACHI | RAS-25YHA3 |  | 2048 | RN-000554 | [6 empty] | 2023-07-25 | 2 - Normal | 2 - Good | 2 - Medium |  | 2 - Normal | Statutory | Preventive | Medium |  |  | 8y0M
1522 | Royal North Shore Hospital | RN30 - Building 30 | Level 1 | RN30.01.013 | \Locations\Royal North Shore Hospital\RN30 - Building 30\Level 1 | \Geography\Oceania\Australia\New South Wales\Sydney Northern\Willoughby\St Leonards | \Organizations\101-NSW Health\8899-NSLHD | RN-000555 | Smoke Detector | Smoke Detector - RN30.01.013 | \Classifications\Specification Class\Building Equipment\Fire Protection\Fire Alarm Systems\Smoke Detectors | Fire Detection, Fire Detectors, Smoke | FD-FD-Sm | \Classifications\Specification Class\VBIS\FD - Fire Detection\FD-FD - Fire Detectors\FD-FD-Sm - Smoke |  | UNKNOWN |  |  |  | RN-000555 | [6 empty] | 2023-07-25 | 2 - Normal | 2 - Good | 2 - Medium |  | 2 - Normal | Statutory | Preventive | High |  |  | 16y0M
1523 | Royal North Shore Hospital | RN30 - Building 30 | Level 1 | RN30.01.003 | \Locations\Royal North Shore Hospital\RN30 - Building 30\Level 1 | \Geography\Oceania\Australia\New South Wales\Sydney Northern\Willoughby\St Leonards | \Organizations\101-NSW Health\8899-NSLHD | RN-000557 | Smoke Detector | Smoke Detector - RN30.01.003 | \Classifications\Specification Class\Building Equipment\Fire Protection\Fire Alarm Systems\Smoke Detectors | Fire Detection, Fire Detectors, Smoke | FD-FD-Sm | \Classifications\Specification Class\VBIS\FD - Fire Detection\FD-FD - Fire Detectors\FD-FD-Sm - Smoke |  | UNKNOWN |  |  |  | RN-000557 | [6 empty] | 2023-07-25 | 2 - Normal | 3 - Fair | 2 - Medium |  | 2 - Normal | Statutory | Preventive | High |  |  | 12y0M
1524 | Royal North Shore Hospital | RN30 - Building 30 | Level 1 | RN30.01.003 | \Locations\Royal North Shore Hospital\RN30 - Building 30\Level 1 | \Geography\Oceania\Australia\New South Wales\Sydney Northern\Willoughby\St Leonards | \Organizations\101-NSW Health\8899-NSLHD | RN-000556 | Emergency Light | Emergency Light - RN30.01.003 | \Classifications\Specification Class\Building Equipment\Electrical\Other Electrical Systems\Emergency Light & Power Systems\Emergency Evacuation Lighting | Electrical Lighting, Emergency Lighting, Testing | EL-EL-Te | \Classifications\Specification Class\VBIS\EL - Electrical Lighting\EL-EL - Emergency Lighting\EL-EL-Te - Testing |  | UNKNOWN |  |  | 3 | RN-000556 | [6 empty] | 2023-07-25 | 2 - Normal | 2 - Good | 2 - Medium |  | 2 - Normal | Statutory | Preventive | High |  |  | 20y0M
1525 | Royal North Shore Hospital | RN30 - Building 30 | Level 1 | RN30.01.014 | \Locations\Royal North Shore Hospital\RN30 - Building 30\Level 1 | \Geography\Oceania\Australia\New South Wales\Sydney Northern\Willoughby\St Leonards | \Organizations\101-NSW Health\8899-NSLHD | RN-000560 | Air Conditioner - Split System Indoor Unit | Air Conditioner - Split System Indoor Unit - RN30.01.014 | \Classifications\Specification Class\Building Equipment\HVAC\Terminal & Package Units\Package Units\Split Systems | Mechanical, Air Conditioning Unit | ME-ACU | \Classifications\Specification Class\VBIS\ME - Mechanical\ME-ACU - Air Conditioning Unit |  | HITACHI | RAS-25YHA3 |  | 2116 | RN-000560 | [6 empty] | 2023-07-25 | 2 - Normal | 3 - Fair | 2 - Medium |  | 2 - Normal | Statutory | Preventive | Medium |  |  | 6y0M
1526 | Royal North Shore Hospital | RN30 - Building 30 | Level 1 | RN30.01.014 | \Locations\Royal North Shore Hospital\RN30 - Building 30\Level 1 | \Geography\Oceania\Australia\New South Wales\Sydney Northern\Willoughby\St Leonards | \Organizations\101-NSW Health\8899-NSLHD | RN-000561 | Emergency Exit Sign | Emergency Exit Sign - RN30.01.014 | \Classifications\Specification Class\Building Equipment\Electrical\Other Electrical Systems\Emergency Light & Power Systems\Emergency Evacuation Lighting | Electrical Lighting, Emergency Lighting, Testing | EL-EL-Te | \Classifications\Specification Class\VBIS\EL - Electrical Lighting\EL-EL - Emergency Lighting\EL-EL-Te - Testing |  | EKTOR | 24m |  | 9 | RN-000561 | [6 empty] | 2023-07-25 | 2 - Normal | 3 - Fair | 2 - Medium |  | 2 - Normal | Statutory | Preventive | High |  |  | 15y0M
1527 | Royal North Shore Hospital | RN30 - Building 30 | Level 1 | RN30.01.016 | \Locations\Royal North Shore Hospital\RN30 - Building 30\Level 1 | \Geography\Oceania\Australia\New South Wales\Sydney Northern\Willoughby\St Leonards | \Organizations\101-NSW Health\8899-NSLHD | RN-000563 | Air Conditioner - Split System Indoor Unit | Air Conditioner - Split System Indoor Unit - RN30.01.016 | \Classifications\Specification Class\Building Equipment\HVAC\Terminal & Package Units\Package Units\Split Systems | Mechanical, Air Conditioning Unit | ME-ACU | \Classifications\Specification Class\VBIS\ME - Mechanical\ME-ACU - Air Conditioning Unit |  | HITACHI | RAS-25YHA3 |  | 2365 | RN-000563 | [6 empty] | 2023-07-25 | 2 - Normal | 3 - Fair | 2 - Medium |  | 2 - Normal | Statutory | Preventive | Medium |  |  | 6y0M
1528 | Royal North Shore Hospital | RN30 - Building 30 | Level 1 | RN30.01.016 | \Locations\Royal North Shore Hospital\RN30 - Building 30\Level 1 | \Geography\Oceania\Australia\New South Wales\Sydney Northern\Willoughby\St Leonards | \Organizations\101-NSW Health\8899-NSLHD | RN-000564 | Air Conditioner - Split System Indoor Unit | Air Conditioner - Split System Indoor Unit - RN30.01.016 | \Classifications\Specification Class\Building Equipment\HVAC\Terminal & Package Units\Package Units\Split Systems | Mechanical, Air Conditioning Unit | ME-ACU | \Classifications\Specification Class\VBIS\ME - Mechanical\ME-ACU - Air Conditioning Unit |  | HITACHI | RAS-25YHA3 |  | 2130 | RN-000564 | [6 empty] | 2023-07-25 | 2 - Normal | 3 - Fair | 2 - Medium |  | 2 - Normal | Statutory | Preventive | Medium |  |  | 6y0M
1529 | Royal North Shore Hospital | RN30 - Building 30 | Level 1 | RN30.01.019 | \Locations\Royal North Shore Hospital\RN30 - Building 30\Level 1 | \Geography\Oceania\Australia\New South Wales\Sydney Northern\Willoughby\St Leonards | \Organizations\101-NSW Health\8899-NSLHD | RN-000572 | Air Conditioner - Split System Indoor Unit | Air Conditioner - Split System Indoor Unit - RN30.01.019 | \Classifications\Specification Class\Building Equipment\HVAC\Terminal & Package Units\Package Units\Split Systems | Mechanical, Air Conditioning Unit | ME-ACU | \Classifications\Specification Class\VBIS\ME - Mechanical\ME-ACU - Air Conditioning Unit |  | HITACHI | RAS-25YHA3 |  |  | RN-000572 | [6 empty] | 2023-07-25 | 2 - Normal | 3 - Fair | 2 - Medium |  | 2 - Normal | Statutory | Preventive | Medium |  |  | 6y0M
1530 | Royal North Shore Hospital | RN30 - Building 30 | Level 1 | RN30.01.019 | \Locations\Royal North Shore Hospital\RN30 - Building 30\Level 1 | \Geography\Oceania\Australia\New South Wales\Sydney Northern\Willoughby\St Leonards | \Organizations\101-NSW Health\8899-NSLHD | RN-000573 | Smoke Detector | Smoke Detector - RN30.01.019 | \Classifications\Specification Class\Building Equipment\Fire Protection\Fire Alarm Systems\Smoke Detectors | Fire Detection, Fire Detectors, Smoke | FD-FD-Sm | \Classifications\Specification Class\VBIS\FD - Fire Detection\FD-FD - Fire Detectors\FD-FD-Sm - Smoke |  | UNKNOWN |  |  |  | RN-000573 | [6 empty] | 2023-07-25 | 2 - Normal | 3 - Fair | 2 - Medium |  | 2 - Normal | Statutory | Preventive | High |  |  | 12y0M
1531 | Royal North Shore Hospital | RN30 - Building 30 | Level 1 | RN30.01.018 | \Locations\Royal North Shore Hospital\RN30 - Building 30\Level 1 | \Geography\Oceania\Australia\New South Wales\Sydney Northern\Willoughby\St Leonards | \Organizations\101-NSW Health\8899-NSLHD | RN-000574 | Emergency Exit Sign | Emergency Exit Sign - RN30.01.018 | \Classifications\Specification Class\Building Equipment\Electrical\Other Electrical Systems\Emergency Light & Power Systems\Emergency Evacuation Lighting | Electrical Lighting, Emergency Lighting, Testing | EL-EL-Te | \Classifications\Specification Class\VBIS\EL - Electrical Lighting\EL-EL - Emergency Lighting\EL-EL-Te - Testing |  | EKTOR | 24m |  |  | RN-000574 | [6 empty] | 2023-07-25 | 2 - Normal | 3 - Fair | 2 - Medium |  | 2 - Normal | Statutory | Preventive | High |  |  | 15y0M
1532 | Royal North Shore Hospital | RN30 - Building 30 | Level 1 | RN30.01.018 | \Locations\Royal North Shore Hospital\RN30 - Building 30\Level 1 | \Geography\Oceania\Australia\New South Wales\Sydney Northern\Willoughby\St Leonards | \Organizations\101-NSW Health\8899-NSLHD | RN-000575 | Smoke Detector | Smoke Detector - RN30.01.018 | \Classifications\Specification Class\Building Equipment\Fire Protection\Fire Alarm Systems\Smoke Detectors | Fire Detection, Fire Detectors, Smoke | FD-FD-Sm | \Classifications\Specification Class\VBIS\FD - Fire Detection\FD-FD - Fire Detectors\FD-FD-Sm - Smoke |  | UNKNOWN |  |  |  | RN-000575 | [6 empty] | 2023-07-25 | 2 - Normal | 3 - Fair | 2 - Medium |  | 2 - Normal | Statutory | Preventive | High |  |  | 12y0M
1533 | Royal North Shore Hospital | RN30 - Building 30 | Level 1 | RN30.01.018 | \Locations\Royal North Shore Hospital\RN30 - Building 30\Level 1 | \Geography\Oceania\Australia\New South Wales\Sydney Northern\Willoughby\St Leonards | \Organizations\101-NSW Health\8899-NSLHD | RN-000576 | Emergency Light | Emergency Light - RN30.01.018 | \Classifications\Specification Class\Building Equipment\Electrical\Other Electrical Systems\Emergency Light & Power Systems\Emergency Evacuation Lighting | Electrical Lighting, Emergency Lighting, Testing | EL-EL-Te | \Classifications\Specification Class\VBIS\EL - Electrical Lighting\EL-EL - Emergency Lighting\EL-EL-Te - Testing |  | LEGRAND |  |  |  | RN-000576 | [6 empty] | 2023-07-25 | 2 - Normal | 2 - Good | 2 - Medium |  | 2 - Normal | Statutory | Preventive | High |  |  | 20y0M
1534 | Royal North Shore Hospital | RN30 - Building 30 | Level 1 | RN30.01.020 | \Locations\Royal North Shore Hospital\RN30 - Building 30\Level 1 | \Geography\Oceania\Australia\New South Wales\Sydney Northern\Willoughby\St Leonards | \Organizations\101-NSW Health\8899-NSLHD | RN-000582 | Smoke Detector | Smoke Detector - RN30.01.020 | \Classifications\Specification Class\Building Equipment\Fire Protection\Fire Alarm Systems\Smoke Detectors | Fire Detection, Fire Detectors, Smoke | FD-FD-Sm | \Classifications\Specification Class\VBIS\FD - Fire Detection\FD-FD - Fire Detectors\FD-FD-Sm - Smoke |  | UNKNOWN |  |  |  | RN-000582 | [6 empty] | 2023-07-25 | 2 - Normal | 3 - Fair | 2 - Medium |  | 2 - Normal | Statutory | Preventive | High |  |  | 12y0M
1535 | Royal North Shore Hospital | RN30 - Building 30 | Level 1 | RN30.01.018 | \Locations\Royal North Shore Hospital\RN30 - Building 30\Level 1 | \Geography\Oceania\Australia\New South Wales\Sydney Northern\Willoughby\St Leonards | \Organizations\101-NSW Health\8899-NSLHD | RN-000583 | Smoke Detector | Smoke Detector - RN30.01.018 | \Classifications\Specification Class\Building Equipment\Fire Protection\Fire Alarm Systems\Smoke Detectors | Fire Detection, Fire Detectors, Smoke | FD-FD-Sm | \Classifications\Specification Class\VBIS\FD - Fire Detection\FD-FD - Fire Detectors\FD-FD-Sm - Smoke |  | UNKNOWN |  |  |  | RN-000583 | [6 empty] | 2023-07-25 | 2 - Normal | 3 - Fair | 2 - Medium |  | 2 - Normal | Statutory | Preventive | High |  |  | 12y0M
1536 | Royal North Shore Hospital | RN30 - Building 30 | Level 1 | RN30.01.027 | \Locations\Royal North Shore Hospital\RN30 - Building 30\Level 1 | \Geography\Oceania\Australia\New South Wales\Sydney Northern\Willoughby\St Leonards | \Organizations\101-NSW Health\8899-NSLHD | RN-000584 | Emergency Exit Sign | Emergency Exit Sign - RN30.01.027 | \Classifications\Specification Class\Building Equipment\Electrical\Other Electrical Systems\Emergency Light & Power Systems\Emergency Evacuation Lighting | Electrical Lighting, Emergency Lighting, Testing | EL-EL-Te | \Classifications\Specification Class\VBIS\EL - Electrical Lighting\EL-EL - Emergency Lighting\EL-EL-Te - Testing |  | WHITE LITE | 24m |  | 14 | RN-000584 | [6 empty] | 2023-07-25 | 2 - Normal | 2 - Good | 2 - Medium |  | 2 - Normal | Statutory | Preventive | High |  |  | 20y0M
1537 | Royal North Shore Hospital | RN30 - Building 30 | Level 1 | RN30.01.027 | \Locations\Royal North Shore Hospital\RN30 - Building 30\Level 1 | \Geography\Oceania\Australia\New South Wales\Sydney Northern\Willoughby\St Leonards | \Organizations\101-NSW Health\8899-NSLHD | RN-000585 | Smoke Detector | Smoke Detector - RN30.01.027 | \Classifications\Specification Class\Building Equipment\Fire Protection\Fire Alarm Systems\Smoke Detectors | Fire Detection, Fire Detectors, Smoke | FD-FD-Sm | \Classifications\Specification Class\VBIS\FD - Fire Detection\FD-FD - Fire Detectors\FD-FD-Sm - Smoke |  | UNKNOWN |  |  |  | RN-000585 | [6 empty] | 2023-07-25 | 2 - Normal | 3 - Fair | 2 - Medium |  | 2 - Normal | Statutory | Preventive | High |  |  | 12y0M
1538 | Royal North Shore Hospital | RN30 - Building 30 | Level 1 | RN30.01.027 | \Locations\Royal North Shore Hospital\RN30 - Building 30\Level 1 | \Geography\Oceania\Australia\New South Wales\Sydney Northern\Willoughby\St Leonards | \Organizations\101-NSW Health\8899-NSLHD | RN-000586 | Emergency Light | Emergency Light - RN30.01.027 | \Classifications\Specification Class\Building Equipment\Electrical\Other Electrical Systems\Emergency Light & Power Systems\Emergency Evacuation Lighting | Electrical Lighting, Emergency Lighting, Testing | EL-EL-Te | \Classifications\Specification Class\VBIS\EL - Electrical Lighting\EL-EL - Emergency Lighting\EL-EL-Te - Testing |  | UNKNOWN |  |  |  | RN-000586 | [6 empty] | 2023-07-25 | 2 - Normal | 2 - Good | 2 - Medium |  | 2 - Normal | Statutory | Preventive | High |  |  | 20y0M
1539 | Royal North Shore Hospital | RN30 - Building 30 | Level 1 | RN30.01.027 | \Locations\Royal North Shore Hospital\RN30 - Building 30\Level 1 | \Geography\Oceania\Australia\New South Wales\Sydney Northern\Willoughby\St Leonards | \Organizations\101-NSW Health\8899-NSLHD | RN-000587 | Emergency Exit Sign | Emergency Exit Sign - RN30.01.027 | \Classifications\Specification Class\Building Equipment\Electrical\Other Electrical Systems\Emergency Light & Power Systems\Emergency Evacuation Lighting | Electrical Lighting, Emergency Lighting, Testing | EL-EL-Te | \Classifications\Specification Class\VBIS\EL - Electrical Lighting\EL-EL - Emergency Lighting\EL-EL-Te - Testing |  | UNKNOWN | 24m |  | 16 | RN-000587 | [6 empty] | 2023-07-25 | 2 - Normal | 3 - Fair | 2 - Medium |  | 2 - Normal | Statutory | Preventive | High |  |  | 15y0M
1540 | Royal North Shore Hospital | RN30 - Building 30 | Level 1 | RN30.01.027 | \Locations\Royal North Shore Hospital\RN30 - Building 30\Level 1 | \Geography\Oceania\Australia\New South Wales\Sydney Northern\Willoughby\St Leonards | \Organizations\101-NSW Health\8899-NSLHD | RN-000588 | Smoke Detector | Smoke Detector - RN30.01.027 | \Classifications\Specification Class\Building Equipment\Fire Protection\Fire Alarm Systems\Smoke Detectors | Fire Detection, Fire Detectors, Smoke | FD-FD-Sm | \Classifications\Specification Class\VBIS\FD - Fire Detection\FD-FD - Fire Detectors\FD-FD-Sm - Smoke |  | UNKNOWN |  |  |  | RN-000588 | [6 empty] | 2023-07-25 | 2 - Normal | 2 - Good | 2 - Medium |  | 2 - Normal | Statutory | Preventive | High |  |  | 16y0M
1541 | Royal North Shore Hospital | RN30 - Building 30 | Level 1 | RN30.01.025 | \Locations\Royal North Shore Hospital\RN30 - Building 30\Level 1 | \Geography\Oceania\Australia\New South Wales\Sydney Northern\Willoughby\St Leonards | \Organizations\101-NSW Health\8899-NSLHD | RN-000590 | Smoke Detector | Smoke Detector - RN30.01.025 | \Classifications\Specification Class\Building Equipment\Fire Protection\Fire Alarm Systems\Smoke Detectors | Fire Detection, Fire Detectors, Smoke | FD-FD-Sm | \Classifications\Specification Class\VBIS\FD - Fire Detection\FD-FD - Fire Detectors\FD-FD-Sm - Smoke |  | UNKNOWN |  |  |  | RN-000590 | [6 empty] | 2023-07-25 | 2 - Normal | 2 - Good | 2 - Medium |  | 2 - Normal | Statutory | Preventive | High |  |  | 16y0M
1542 | Royal North Shore Hospital | RN30 - Building 30 | Level 1 | RN30.01.027 | \Locations\Royal North Shore Hospital\RN30 - Building 30\Level 1 | \Geography\Oceania\Australia\New South Wales\Sydney Northern\Willoughby\St Leonards | \Organizations\101-NSW Health\8899-NSLHD | RN-000589 | Smoke Detector | Smoke Detector - RN30.01.027 | \Classifications\Specification Class\Building Equipment\Fire Protection\Fire Alarm Systems\Smoke Detectors | Fire Detection, Fire Detectors, Smoke | FD-FD-Sm | \Classifications\Specification Class\VBIS\FD - Fire Detection\FD-FD - Fire Detectors\FD-FD-Sm - Smoke |  | UNKNOWN |  |  |  | RN-000589 | [6 empty] | 2023-07-25 | 2 - Normal | 3 - Fair | 2 - Medium |  | 2 - Normal | Statutory | Preventive | High |  |  | 12y0M
1543 | Royal North Shore Hospital | RN30 - Building 30 | Level 1 | RN30.01.024 | \Locations\Royal North Shore Hospital\RN30 - Building 30\Level 1 | \Geography\Oceania\Australia\New South Wales\Sydney Northern\Willoughby\St Leonards | \Organizations\101-NSW Health\8899-NSLHD | RN-000593 | Air Conditioner - Split System Indoor Unit | Air Conditioner - Split System Indoor Unit - RN30.01.024 | \Classifications\Specification Class\Building Equipment\HVAC\Terminal & Package Units\Package Units\Split Systems | Mechanical, Air Conditioning Unit | ME-ACU | \Classifications\Specification Class\VBIS\ME - Mechanical\ME-ACU - Air Conditioning Unit |  | HITACHI | RAS-25YHA3 |  | 2122 | RN-000593 | [6 empty] | 2023-07-25 | 2 - Normal | 3 - Fair | 2 - Medium |  | 2 - Normal | Statutory | Preventive | Medium |  |  | 6y0M
1544 | Royal North Shore Hospital | RN30 - Building 30 | Level 1 | RN30.01.028 | \Locations\Royal North Shore Hospital\RN30 - Building 30\Level 1 | \Geography\Oceania\Australia\New South Wales\Sydney Northern\Willoughby\St Leonards | \Organizations\101-NSW Health\8899-NSLHD | RN-000606 | Emergency Light | Emergency Light - RN30.01.028 | \Classifications\Specification Class\Building Equipment\Electrical\Other Electrical Systems\Emergency Light & Power Systems\Emergency Evacuation Lighting | Electrical Lighting, Emergency Lighting, Testing | EL-EL-Te | \Classifications\Specification Class\VBIS\EL - Electrical Lighting\EL-EL - Emergency Lighting\EL-EL-Te - Testing |  | UNKNOWN |  |  |  | RN-000606 | [6 empty] | 2023-07-25 | 2 - Normal | 2 - Good | 2 - Medium |  | 2 - Normal | Statutory | Preventive | High |  |  | 20y0M
1545 | Royal North Shore Hospital | RN30 - Building 30 | Level 1 | RN30.01.031 | \Locations\Royal North Shore Hospital\RN30 - Building 30\Level 1 | \Geography\Oceania\Australia\New South Wales\Sydney Northern\Willoughby\St Leonards | \Organizations\101-NSW Health\8899-NSLHD | RN-000612 | Smoke Detector | Smoke Detector - RN30.01.031 | \Classifications\Specification Class\Building Equipment\Fire Protection\Fire Alarm Systems\Smoke Detectors | Fire Detection, Fire Detectors, Smoke | FD-FD-Sm | \Classifications\Specification Class\VBIS\FD - Fire Detection\FD-FD - Fire Detectors\FD-FD-Sm - Smoke |  | UNKNOWN |  |  |  | RN-000612 | [6 empty] | 2023-07-25 | 2 - Normal | 3 - Fair | 2 - Medium |  | 2 - Normal | Statutory | Preventive | High |  |  | 12y0M
1546 | Royal North Shore Hospital | RN30 - Building 30 | Level 1 | RN30.01.031 | \Locations\Royal North Shore Hospital\RN30 - Building 30\Level 1 | \Geography\Oceania\Australia\New South Wales\Sydney Northern\Willoughby\St Leonards | \Organizations\101-NSW Health\8899-NSLHD | RN-000608 | Toilet Exhaust Fan | Toilet Exhaust Fan - RN30.01.031 | \Classifications\Specification Class\Building Equipment\HVAC\Distribution Systems\Exhaust Ventilation\Toilet Exhaust Fans | Mechanical, Fans | ME-Fa | \Classifications\Specification Class\VBIS\ME - Mechanical\ME-Fa - Fans |  | XPELAIR |  |  |  | RN-000608 | [6 empty] | 2023-07-25 | 2 - Normal | 3 - Fair | 2 - Medium |  | 2 - Normal | Non-Statutory | Preventive | Medium |  |  | 6y0M
1547 | Royal North Shore Hospital | RN30 - Building 30 | Level 1 | RN30.01.028 | \Locations\Royal North Shore Hospital\RN30 - Building 30\Level 1 | \Geography\Oceania\Australia\New South Wales\Sydney Northern\Willoughby\St Leonards | \Organizations\101-NSW Health\8899-NSLHD | RN-000611 | Smoke Detector | Smoke Detector - RN30.01.028 | \Classifications\Specification Class\Building Equipment\Fire Protection\Fire Alarm Systems\Smoke Detectors | Fire Detection, Fire Detectors, Smoke | FD-FD-Sm | \Classifications\Specification Class\VBIS\FD - Fire Detection\FD-FD - Fire Detectors\FD-FD-Sm - Smoke |  | UNKNOWN |  |  |  | RN-000611 | [6 empty] | 2023-07-25 | 2 - Normal | 2 - Good | 2 - Medium |  | 2 - Normal | Statutory | Preventive | High |  |  | 16y0M
1548 | Royal North Shore Hospital | RN30 - Building 30 | Level 1 | RN30.01.030 | \Locations\Royal North Shore Hospital\RN30 - Building 30\Level 1 | \Geography\Oceania\Australia\New South Wales\Sydney Northern\Willoughby\St Leonards | \Organizations\101-NSW Health\8899-NSLHD | RN-000609 | Toilet Exhaust Fan | Toilet Exhaust Fan - RN30.01.030 | \Classifications\Specification Class\Building Equipment\HVAC\Distribution Systems\Exhaust Ventilation\Toilet Exhaust Fans | Mechanical, Fans | ME-Fa | \Classifications\Specification Class\VBIS\ME - Mechanical\ME-Fa - Fans |  | SP |  |  |  | RN-000609 | [6 empty] | 2023-07-25 | 2 - Normal | 3 - Fair | 2 - Medium |  | 2 - Normal | Non-Statutory | Preventive | Medium |  |  | 6y0M
1549 | Royal North Shore Hospital | RN30 - Building 30 | Level 1 | RN30.01.029 | \Locations\Royal North Shore Hospital\RN30 - Building 30\Level 1 | \Geography\Oceania\Australia\New South Wales\Sydney Northern\Willoughby\St Leonards | \Organizations\101-NSW Health\8899-NSLHD | RN-000618 | Air Conditioner - Split System Indoor Unit | Air Conditioner - Split System Indoor Unit - RN30.01.029 | \Classifications\Specification Class\Building Equipment\HVAC\Terminal & Package Units\Package Units\Split Systems | Mechanical, Air Conditioning Unit | ME-ACU | \Classifications\Specification Class\VBIS\ME - Mechanical\ME-ACU - Air Conditioning Unit |  | HITACHI | RAS-25YHA3 |  | 2118 | RN-000618 | [6 empty] | 2023-07-25 | 2 - Normal | 2 - Good | 2 - Medium |  | 2 - Normal | Statutory | Preventive | Medium |  |  | 8y0M
1550 | Royal North Shore Hospital | RN30 - Building 30 | Level 1 | RN30.01.032 | \Locations\Royal North Shore Hospital\RN30 - Building 30\Level 1 | \Geography\Oceania\Australia\New South Wales\Sydney Northern\Willoughby\St Leonards | \Organizations\101-NSW Health\8899-NSLHD | RN-000620 | Smoke Detector | Smoke Detector - RN30.01.032 | \Classifications\Specification Class\Building Equipment\Fire Protection\Fire Alarm Systems\Smoke Detectors | Fire Detection, Fire Detectors, Smoke | FD-FD-Sm | \Classifications\Specification Class\VBIS\FD - Fire Detection\FD-FD - Fire Detectors\FD-FD-Sm - Smoke |  | UNKNOWN |  |  |  | RN-000620 | [6 empty] | 2023-07-25 | 2 - Normal | 2 - Good | 2 - Medium |  | 2 - Normal | Statutory | Preventive | High |  |  | 16y0M
1551 | Royal North Shore Hospital | RN30 - Building 30 | Level 1 | RN30.01.032 | \Locations\Royal North Shore Hospital\RN30 - Building 30\Level 1 | \Geography\Oceania\Australia\New South Wales\Sydney Northern\Willoughby\St Leonards | \Organizations\101-NSW Health\8899-NSLHD | RN-000621 | Air Conditioner - Split System Indoor Unit | Air Conditioner - Split System Indoor Unit - RN30.01.032 | \Classifications\Specification Class\Building Equipment\HVAC\Terminal & Package Units\Package Units\Split Systems | Mechanical, Air Conditioning Unit | ME-ACU | \Classifications\Specification Class\VBIS\ME - Mechanical\ME-ACU - Air Conditioning Unit |  | HITACHI | RAS-25YHA3 |  | 2423 | RN-000621 | [6 empty] | 2023-07-25 | 2 - Normal | 3 - Fair | 2 - Medium |  | 2 - Normal | Statutory | Preventive | Medium |  |  | 6y0M
1552 | Royal North Shore Hospital | RN30 - Building 30 | Level 1 | RN30.01.032 | \Locations\Royal North Shore Hospital\RN30 - Building 30\Level 1 | \Geography\Oceania\Australia\New South Wales\Sydney Northern\Willoughby\St Leonards | \Organizations\101-NSW Health\8899-NSLHD | RN-000622 | Smoke Detector | Smoke Detector - RN30.01.032 | \Classifications\Specification Class\Building Equipment\Fire Protection\Fire Alarm Systems\Smoke Detectors | Fire Detection, Fire Detectors, Smoke | FD-FD-Sm | \Classifications\Specification Class\VBIS\FD - Fire Detection\FD-FD - Fire Detectors\FD-FD-Sm - Smoke |  | UNKNOWN |  |  |  | RN-000622 | [6 empty] | 2023-07-25 | 2 - Normal | 3 - Fair | 2 - Medium |  | 2 - Normal | Statutory | Preventive | High |  |  | 12y0M
1553 | Royal North Shore Hospital | RN30 - Building 30 | Level 1 | RN30.01.032 | \Locations\Royal North Shore Hospital\RN30 - Building 30\Level 1 | \Geography\Oceania\Australia\New South Wales\Sydney Northern\Willoughby\St Leonards | \Organizations\101-NSW Health\8899-NSLHD | RN-000623 | Emergency Exit Sign | Emergency Exit Sign - RN30.01.032 | \Classifications\Specification Class\Building Equipment\Electrical\Other Electrical Systems\Emergency Light & Power Systems\Emergency Evacuation Lighting | Electrical Lighting, Emergency Lighting, Testing | EL-EL-Te | \Classifications\Specification Class\VBIS\EL - Electrical Lighting\EL-EL - Emergency Lighting\EL-EL-Te - Testing |  | UNKNOWN | 24m |  | 20 | RN-000623 | [6 empty] | 2023-07-25 | 2 - Normal | 3 - Fair | 2 - Medium |  | 2 - Normal | Statutory | Preventive | High |  |  | 15y0M
1554 | Royal North Shore Hospital | RN30 - Building 30 | Level 2 | RN30.02.033 | \Locations\Royal North Shore Hospital\RN30 - Building 30\Level 2 | \Geography\Oceania\Australia\New South Wales\Sydney Northern\Willoughby\St Leonards | \Organizations\101-NSW Health\8899-NSLHD | RN-000650 | Air Conditioner - Split System Indoor Unit | Air Conditioner - Split System Indoor Unit - RN30.02.033 | \Classifications\Specification Class\Building Equipment\HVAC\Terminal & Package Units\Package Units\Split Systems | Mechanical, Air Conditioning Unit | ME-ACU | \Classifications\Specification Class\VBIS\ME - Mechanical\ME-ACU - Air Conditioning Unit |  | HITACHI | RAS-50YHA3 |  | 12A3364893 | RN-000650 | [6 empty] | 2023-07-25 | 2 - Normal | 2 - Good | 2 - Medium |  | 2 - Normal | Statutory | Preventive | Medium |  |  | 8y0M
1555 | Royal North Shore Hospital | RN30 - Building 30 | Level 2 | RN30.02.033 | \Locations\Royal North Shore Hospital\RN30 - Building 30\Level 2 | \Geography\Oceania\Australia\New South Wales\Sydney Northern\Willoughby\St Leonards | \Organizations\101-NSW Health\8899-NSLHD | RN-000645 | Air Conditioner - Split System Indoor Unit | Air Conditioner - Split System Indoor Unit - RN30.02.033 | \Classifications\Specification Class\Building Equipment\HVAC\Terminal & Package Units\Package Units\Split Systems | Mechanical, Air Conditioning Unit | ME-ACU | \Classifications\Specification Class\VBIS\ME - Mechanical\ME-ACU - Air Conditioning Unit |  | HITACHI | RAS-50YHA3 |  | 12A3364806 | RN-000645 | [6 empty] | 2023-07-25 | 2 - Normal | 2 - Good | 2 - Medium |  | 2 - Normal | Statutory | Preventive | Medium |  |  | 8y0M
1556 | Royal North Shore Hospital | RN30 - Building 30 | Level 2 | RN30.02.033 | \Locations\Royal North Shore Hospital\RN30 - Building 30\Level 2 | \Geography\Oceania\Australia\New South Wales\Sydney Northern\Willoughby\St Leonards | \Organizations\101-NSW Health\8899-NSLHD | RN-000646 | Smoke Detector | Smoke Detector - RN30.02.033 | \Classifications\Specification Class\Building Equipment\Fire Protection\Fire Alarm Systems\Smoke Detectors | Fire Detection, Fire Detectors, Smoke | FD-FD-Sm | \Classifications\Specification Class\VBIS\FD - Fire Detection\FD-FD - Fire Detectors\FD-FD-Sm - Smoke |  | UNKNOWN |  |  |  | RN-000646 | [6 empty] | 2023-07-25 | 2 - Normal | 3 - Fair | 2 - Medium |  | 2 - Normal | Statutory | Preventive | High |  |  | 12y0M
1557 | Royal North Shore Hospital | RN30 - Building 30 | Level 2 | RN30.02.033 | \Locations\Royal North Shore Hospital\RN30 - Building 30\Level 2 | \Geography\Oceania\Australia\New South Wales\Sydney Northern\Willoughby\St Leonards | \Organizations\101-NSW Health\8899-NSLHD | RN-000647 | Smoke Detector | Smoke Detector - RN30.02.033 | \Classifications\Specification Class\Building Equipment\Fire Protection\Fire Alarm Systems\Smoke Detectors | Fire Detection, Fire Detectors, Smoke | FD-FD-Sm | \Classifications\Specification Class\VBIS\FD - Fire Detection\FD-FD - Fire Detectors\FD-FD-Sm - Smoke |  | UNKNOWN |  |  |  | RN-000647 | [6 empty] | 2023-07-25 | 2 - Normal | 3 - Fair | 2 - Medium |  | 2 - Normal | Statutory | Preventive | High |  |  | 12y0M
1558 | Royal North Shore Hospital | RN30 - Building 30 | Level 2 | RN30.02.032 | \Locations\Royal North Shore Hospital\RN30 - Building 30\Level 2 | \Geography\Oceania\Australia\New South Wales\Sydney Northern\Willoughby\St Leonards | \Organizations\101-NSW Health\8899-NSLHD | RN-000649 | Air Conditioner - Split System Indoor Unit | Air Conditioner - Split System Indoor Unit - RN30.02.032 | \Classifications\Specification Class\Building Equipment\HVAC\Terminal & Package Units\Package Units\Split Systems | Mechanical, Air Conditioning Unit | ME-ACU | \Classifications\Specification Class\VBIS\ME - Mechanical\ME-ACU - Air Conditioning Unit |  | HITACHI | RAS-25YHA3 |  | 2171 | RN-000649 | [6 empty] | 2023-07-25 | 2 - Normal | 2 - Good | 2 - Medium |  | 2 - Normal | Statutory | Preventive | Medium |  |  | 8y0M
1559 | Royal North Shore Hospital | RN30 - Building 30 | Level 2 | RN30.02.032 | \Locations\Royal North Shore Hospital\RN30 - Building 30\Level 2 | \Geography\Oceania\Australia\New South Wales\Sydney Northern\Willoughby\St Leonards | \Organizations\101-NSW Health\8899-NSLHD | RN-000648 | Smoke Detector | Smoke Detector - RN30.02.032 | \Classifications\Specification Class\Building Equipment\Fire Protection\Fire Alarm Systems\Smoke Detectors | Fire Detection, Fire Detectors, Smoke | FD-FD-Sm | \Classifications\Specification Class\VBIS\FD - Fire Detection\FD-FD - Fire Detectors\FD-FD-Sm - Smoke |  | UNKNOWN |  |  |  | RN-000648 | [6 empty] | 2023-07-25 | 2 - Normal | 3 - Fair | 2 - Medium |  | 2 - Normal | Statutory | Preventive | High |  |  | 12y0M
1560 | Royal North Shore Hospital | RN30 - Building 30 | Level 2 | RN30.02.030 | \Locations\Royal North Shore Hospital\RN30 - Building 30\Level 2 | \Geography\Oceania\Australia\New South Wales\Sydney Northern\Willoughby\St Leonards | \Organizations\101-NSW Health\8899-NSLHD | RN-000644 | Emergency Exit Sign | Emergency Exit Sign - RN30.02.030 | \Classifications\Specification Class\Building Equipment\Electrical\Other Electrical Systems\Emergency Light & Power Systems\Emergency Evacuation Lighting | Electrical Lighting, Emergency Lighting, Testing | EL-EL-Te | \Classifications\Specification Class\VBIS\EL - Electrical Lighting\EL-EL - Emergency Lighting\EL-EL-Te - Testing |  | EKTOR | 24m |  |  | RN-000644 | [6 empty] | 2023-07-25 | 2 - Normal | 2 - Good | 2 - Medium |  | 2 - Normal | Statutory | Preventive | High |  |  | 20y0M
1561 | Royal North Shore Hospital | RN30 - Building 30 | Level 2 | RN30.02.030 | \Locations\Royal North Shore Hospital\RN30 - Building 30\Level 2 | \Geography\Oceania\Australia\New South Wales\Sydney Northern\Willoughby\St Leonards | \Organizations\101-NSW Health\8899-NSLHD | RN-000641 | Thermal Detector | Thermal Detector - RN30.02.030 | \Classifications\Specification Class\Building Equipment\Fire Protection\Fire Alarm Systems\Thermal Detectors | Fire Detection, Fire Detectors, Heat | FD-FD-He | \Classifications\Specification Class\VBIS\FD - Fire Detection\FD-FD - Fire Detectors\FD-FD-He - Heat |  | UNKNOWN |  |  |  | RN-000641 | [6 empty] | 2023-07-25 | 2 - Normal | 3 - Fair | 2 - Medium |  | 2 - Normal | Statutory | Preventive | High |  |  | 12y0M
1562 | Royal North Shore Hospital | RN30 - Building 30 | Level 2 | RN30.02.030 | \Locations\Royal North Shore Hospital\RN30 - Building 30\Level 2 | \Geography\Oceania\Australia\New South Wales\Sydney Northern\Willoughby\St Leonards | \Organizations\101-NSW Health\8899-NSLHD | RN-000642 | Chilled Water/Hot Water Taps | Chilled Water/Hot Water Taps - RN30.02.030 | \Classifications\Specification Class\Food Service Equipment\Chilled Water/Hot Water Taps | Hydraulics, Potable Water Units, Water Filter Unit | HY-PWU-WFU | \Classifications\Specification Class\VBIS\HY - Hydraulics\HY-PWU - Potable Water Units\HY-PWU-WFU - Water Filter Unit |  | ZIP | Hydrotap |  | 2022110851099 | RN-000642 |  |  |  |  | 2022-01-01 |  | 2023-07-25 | 2 - Normal | 2 - Good | 1 - Low |  | 2 - Normal | Statutory | Preventive | Medium |  |  | 8y4M
1563 | Royal North Shore Hospital | RN30 - Building 30 | Level 2 | RN30.02.030 | \Locations\Royal North Shore Hospital\RN30 - Building 30\Level 2 | \Geography\Oceania\Australia\New South Wales\Sydney Northern\Willoughby\St Leonards | \Organizations\101-NSW Health\8899-NSLHD | RN-000643 | Smoke Doors - Single Leaf | Smoke Doors - Single Leaf - RN30.02.030 | \Classifications\Specification Class\Building Equipment\Fire Protection\Fire Protection Specialities\Smoke Doors | Structure, Doors Fire Rated | ST-DFR | \Classifications\Specification Class\VBIS\ST - Structure\ST-DFR - Doors Fire Rated |  | UNKNOWN |  |  |  | RN-000643 | [6 empty] | 2023-07-25 | 2 - Normal | 3 - Fair | 2 - Medium |  | 2 - Normal | Statutory | Preventive | High |  |  | 15y0M
1564 | Royal North Shore Hospital | RN30 - Building 30 | Level 2 | RN30.02.034 | \Locations\Royal North Shore Hospital\RN30 - Building 30\Level 2 | \Geography\Oceania\Australia\New South Wales\Sydney Northern\Willoughby\St Leonards | \Organizations\101-NSW Health\8899-NSLHD | RN-000651 | Air Conditioner - Split System Indoor Unit | Air Conditioner - Split System Indoor Unit - RN30.02.034 | \Classifications\Specification Class\Building Equipment\HVAC\Terminal & Package Units\Package Units\Split Systems | Mechanical, Air Conditioning Unit | ME-ACU | \Classifications\Specification Class\VBIS\ME - Mechanical\ME-ACU - Air Conditioning Unit |  | HITACHI | RAS-25YHA3 |  | 1882 | RN-000651 | [6 empty] | 2023-07-25 | 2 - Normal | 3 - Fair | 2 - Medium |  | 2 - Normal | Statutory | Preventive | Medium |  |  | 6y0M
1565 | Royal North Shore Hospital | RN30 - Building 30 | Level 2 | RN30.02.034 | \Locations\Royal North Shore Hospital\RN30 - Building 30\Level 2 | \Geography\Oceania\Australia\New South Wales\Sydney Northern\Willoughby\St Leonards | \Organizations\101-NSW Health\8899-NSLHD | RN-000652 | Smoke Detector | Smoke Detector - RN30.02.034 | \Classifications\Specification Class\Building Equipment\Fire Protection\Fire Alarm Systems\Smoke Detectors | Fire Detection, Fire Detectors, Smoke | FD-FD-Sm | \Classifications\Specification Class\VBIS\FD - Fire Detection\FD-FD - Fire Detectors\FD-FD-Sm - Smoke |  | UNKNOWN |  |  |  | RN-000652 | [6 empty] | 2023-07-25 | 2 - Normal | 3 - Fair | 2 - Medium |  | 2 - Normal | Statutory | Preventive | High |  |  | 12y0M
1566 | Royal North Shore Hospital | RN30 - Building 30 | Level 2 | RN30.02.002 | \Locations\Royal North Shore Hospital\RN30 - Building 30\Level 2 | \Geography\Oceania\Australia\New South Wales\Sydney Northern\Willoughby\St Leonards | \Organizations\101-NSW Health\8899-NSLHD | RN-000655 | Thermal Detector | Thermal Detector - RN30.02.002 | \Classifications\Specification Class\Building Equipment\Fire Protection\Fire Alarm Systems\Thermal Detectors | Fire Detection, Fire Detectors, Heat | FD-FD-He | \Classifications\Specification Class\VBIS\FD - Fire Detection\FD-FD - Fire Detectors\FD-FD-He - Heat |  | UNKNOWN |  |  |  | RN-000655 | [6 empty] | 2023-07-25 | 2 - Normal | 3 - Fair | 2 - Medium |  | 2 - Normal | Statutory | Preventive | High |  |  | 12y0M
1567 | Royal North Shore Hospital | RN30 - Building 30 | Level 2 | RN30.02.035 | \Locations\Royal North Shore Hospital\RN30 - Building 30\Level 2 | \Geography\Oceania\Australia\New South Wales\Sydney Northern\Willoughby\St Leonards | \Organizations\101-NSW Health\8899-NSLHD | RN-000632 | Smoke Detector | Smoke Detector - RN30.02.035 | \Classifications\Specification Class\Building Equipment\Fire Protection\Fire Alarm Systems\Smoke Detectors | Fire Detection, Fire Detectors, Smoke | FD-FD-Sm | \Classifications\Specification Class\VBIS\FD - Fire Detection\FD-FD - Fire Detectors\FD-FD-Sm - Smoke |  | UNKNOWN |  |  |  | RN-000632 | [6 empty] | 2023-07-25 | 2 - Normal | 3 - Fair | 2 - Medium |  | 2 - Normal | Statutory | Preventive | High |  |  | 12y0M
1568 | Royal North Shore Hospital | RN30 - Building 30 | Level 2 | RN30.02.035 | \Locations\Royal North Shore Hospital\RN30 - Building 30\Level 2 | \Geography\Oceania\Australia\New South Wales\Sydney Northern\Willoughby\St Leonards | \Organizations\101-NSW Health\8899-NSLHD | RN-000619 | Air Conditioner - Split System Indoor Unit | Air Conditioner - Split System Indoor Unit - RN30.02.035 | \Classifications\Specification Class\Building Equipment\HVAC\Terminal & Package Units\Package Units\Split Systems | Mechanical, Air Conditioning Unit | ME-ACU | \Classifications\Specification Class\VBIS\ME - Mechanical\ME-ACU - Air Conditioning Unit |  | DAIKIN | FTY35FV1C |  |  | RN-000619 | [6 empty] | 2023-07-25 | 2 - Normal | 3 - Fair | 2 - Medium |  | 2 - Normal | Statutory | Preventive | Medium |  |  | 6y0M
1569 | Royal North Shore Hospital | RN30 - Building 30 | Level 2 | RN30.02.035 | \Locations\Royal North Shore Hospital\RN30 - Building 30\Level 2 | \Geography\Oceania\Australia\New South Wales\Sydney Northern\Willoughby\St Leonards | \Organizations\101-NSW Health\8899-NSLHD | RN-000671 | Emergency Exit Sign | Emergency Exit Sign - RN30.02.035 | \Classifications\Specification Class\Building Equipment\Electrical\Other Electrical Systems\Emergency Light & Power Systems\Emergency Evacuation Lighting | Electrical Lighting, Emergency Lighting, Testing | EL-EL-Te | \Classifications\Specification Class\VBIS\EL - Electrical Lighting\EL-EL - Emergency Lighting\EL-EL-Te - Testing |  | EXODUS | 24m |  |  | RN-000671 | [6 empty] | 2023-07-25 | 2 - Normal | 3 - Fair | 2 - Medium |  | 2 - Normal | Statutory | Preventive | High |  |  | 15y0M
1570 | Royal North Shore Hospital | RN30 - Building 30 | Level 2 | RN30.02.004 | \Locations\Royal North Shore Hospital\RN30 - Building 30\Level 2 | \Geography\Oceania\Australia\New South Wales\Sydney Northern\Willoughby\St Leonards | \Organizations\101-NSW Health\8899-NSLHD | RN-000672 | Smoke Detector | Smoke Detector - RN30.02.004 | \Classifications\Specification Class\Building Equipment\Fire Protection\Fire Alarm Systems\Smoke Detectors | Fire Detection, Fire Detectors, Smoke | FD-FD-Sm | \Classifications\Specification Class\VBIS\FD - Fire Detection\FD-FD - Fire Detectors\FD-FD-Sm - Smoke |  | UNKNOWN |  |  |  | RN-000672 | [6 empty] | 2023-07-25 | 2 - Normal | 2 - Good | 2 - Medium |  | 2 - Normal | Statutory | Preventive | High |  |  | 16y0M
1571 | Royal North Shore Hospital | RN30 - Building 30 | Level 2 | RN30.02.003 | \Locations\Royal North Shore Hospital\RN30 - Building 30\Level 2 | \Geography\Oceania\Australia\New South Wales\Sydney Northern\Willoughby\St Leonards | \Organizations\101-NSW Health\8899-NSLHD | RN-000673 | Smoke Detector | Smoke Detector - RN30.02.003 | \Classifications\Specification Class\Building Equipment\Fire Protection\Fire Alarm Systems\Smoke Detectors | Fire Detection, Fire Detectors, Smoke | FD-FD-Sm | \Classifications\Specification Class\VBIS\FD - Fire Detection\FD-FD - Fire Detectors\FD-FD-Sm - Smoke |  | UNKNOWN |  |  |  | RN-000673 | [6 empty] | 2023-07-25 | 2 - Normal | 3 - Fair | 2 - Medium |  | 2 - Normal | Statutory | Preventive | High |  |  | 12y0M
1572 | Royal North Shore Hospital | RN30 - Building 30 | Level 2 | RN30.02.008 | \Locations\Royal North Shore Hospital\RN30 - Building 30\Level 2 | \Geography\Oceania\Australia\New South Wales\Sydney Northern\Willoughby\St Leonards | \Organizations\101-NSW Health\8899-NSLHD | RN-000677 | Smoke Detector | Smoke Detector - RN30.02.008 | \Classifications\Specification Class\Building Equipment\Fire Protection\Fire Alarm Systems\Smoke Detectors | Fire Detection, Fire Detectors, Smoke | FD-FD-Sm | \Classifications\Specification Class\VBIS\FD - Fire Detection\FD-FD - Fire Detectors\FD-FD-Sm - Smoke |  | UNKNOWN |  |  |  | RN-000677 | [6 empty] | 2023-07-25 | 2 - Normal | 3 - Fair | 2 - Medium |  | 2 - Normal | Statutory | Preventive | High |  |  | 12y0M
1573 | Royal North Shore Hospital | RN30 - Building 30 | Level 2 | RN30.02.008 | \Locations\Royal North Shore Hospital\RN30 - Building 30\Level 2 | \Geography\Oceania\Australia\New South Wales\Sydney Northern\Willoughby\St Leonards | \Organizations\101-NSW Health\8899-NSLHD | RN-000678 | Emergency Light | Emergency Light - RN30.02.008 | \Classifications\Specification Class\Building Equipment\Electrical\Other Electrical Systems\Emergency Light & Power Systems\Emergency Evacuation Lighting | Electrical Lighting, Emergency Lighting, Testing | EL-EL-Te | \Classifications\Specification Class\VBIS\EL - Electrical Lighting\EL-EL - Emergency Lighting\EL-EL-Te - Testing |  | UNKNOWN |  |  |  | RN-000678 | [6 empty] | 2023-07-25 | 2 - Normal | 3 - Fair | 2 - Medium |  | 2 - Normal | Statutory | Preventive | High |  |  | 15y0M
1574 | Royal North Shore Hospital | RN30 - Building 30 | Level 2 | RN30.02.005 | \Locations\Royal North Shore Hospital\RN30 - Building 30\Level 2 | \Geography\Oceania\Australia\New South Wales\Sydney Northern\Willoughby\St Leonards | \Organizations\101-NSW Health\8899-NSLHD | RN-000674 | Air Conditioner - Split System Indoor Unit | Air Conditioner - Split System Indoor Unit - RN30.02.005 | \Classifications\Specification Class\Building Equipment\HVAC\Terminal & Package Units\Package Units\Split Systems | Mechanical, Air Conditioning Unit | ME-ACU | \Classifications\Specification Class\VBIS\ME - Mechanical\ME-ACU - Air Conditioning Unit |  | HITACHI | RAS-25YHA3 |  | 1729 | RN-000674 | [6 empty] | 2023-07-25 | 2 - Normal | 3 - Fair | 2 - Medium |  | 2 - Normal | Statutory | Preventive | Medium |  |  | 6y0M
1575 | Royal North Shore Hospital | RN30 - Building 30 | Level 2 | RN30.02.009 | \Locations\Royal North Shore Hospital\RN30 - Building 30\Level 2 | \Geography\Oceania\Australia\New South Wales\Sydney Northern\Willoughby\St Leonards | \Organizations\101-NSW Health\8899-NSLHD | RN-000680 | Package Unit - A/C 1 | Package Unit - A/C 1 - RN30.02.009 | \Classifications\Specification Class\Building Equipment\HVAC\Terminal & Package Units\Package Units | Mechanical, Air Conditioner Condenser | ME-ACC | \Classifications\Specification Class\VBIS\ME - Mechanical\ME-ACC - Air Conditioner Condenser |  | UNKNOWN |  |  |  | RN-000680 | [6 empty] | 2023-07-25 | 2 - Normal | 3 - Fair | 2 - Medium |  | 2 - Normal | Statutory | Preventive | Medium |  |  | 6y0M
1576 | Royal North Shore Hospital | RN30 - Building 30 | Level 2 | RN30.02.009 | \Locations\Royal North Shore Hospital\RN30 - Building 30\Level 2 | \Geography\Oceania\Australia\New South Wales\Sydney Northern\Willoughby\St Leonards | \Organizations\101-NSW Health\8899-NSLHD | RN-000681 | Thermal Detector | Thermal Detector - RN30.02.009 | \Classifications\Specification Class\Building Equipment\Fire Protection\Fire Alarm Systems\Thermal Detectors | Fire Detection, Fire Detectors, Heat | FD-FD-He | \Classifications\Specification Class\VBIS\FD - Fire Detection\FD-FD - Fire Detectors\FD-FD-He - Heat |  | UNKNOWN |  |  |  | RN-000681 | [6 empty] | 2023-07-25 | 2 - Normal | 3 - Fair | 2 - Medium |  | 2 - Normal | Statutory | Preventive | High |  |  | 12y0M
1577 | Royal North Shore Hospital | RN30 - Building 30 | Level 2 | RN30.02.009 | \Locations\Royal North Shore Hospital\RN30 - Building 30\Level 2 | \Geography\Oceania\Australia\New South Wales\Sydney Northern\Willoughby\St Leonards | \Organizations\101-NSW Health\8899-NSLHD | RN-000682 | Thermal Detector | Thermal Detector - RN30.02.009 | \Classifications\Specification Class\Building Equipment\Fire Protection\Fire Alarm Systems\Thermal Detectors | Fire Detection, Fire Detectors, Heat | FD-FD-He | \Classifications\Specification Class\VBIS\FD - Fire Detection\FD-FD - Fire Detectors\FD-FD-He - Heat |  | UNKNOWN |  |  |  | RN-000682 | [6 empty] | 2023-07-25 | 2 - Normal | 3 - Fair | 2 - Medium |  | 2 - Normal | Statutory | Preventive | High |  |  | 12y0M
1578 | Royal North Shore Hospital | RN30 - Building 30 | Level 2 | RN30.02.010 | \Locations\Royal North Shore Hospital\RN30 - Building 30\Level 2 | \Geography\Oceania\Australia\New South Wales\Sydney Northern\Willoughby\St Leonards | \Organizations\101-NSW Health\8899-NSLHD | RN-000683 | Emergency Light | Emergency Light - RN30.02.010 | \Classifications\Specification Class\Building Equipment\Electrical\Other Electrical Systems\Emergency Light & Power Systems\Emergency Evacuation Lighting | Electrical Lighting, Emergency Lighting, Testing | EL-EL-Te | \Classifications\Specification Class\VBIS\EL - Electrical Lighting\EL-EL - Emergency Lighting\EL-EL-Te - Testing |  | CLEVERTRONICS |  |  |  | RN-000683 | [6 empty] | 2023-07-25 | 2 - Normal | 2 - Good | 2 - Medium |  | 2 - Normal | Statutory | Preventive | High |  |  | 20y0M
1579 | Royal North Shore Hospital | RN30 - Building 30 | Level 2 | RN30.02.010 | \Locations\Royal North Shore Hospital\RN30 - Building 30\Level 2 | \Geography\Oceania\Australia\New South Wales\Sydney Northern\Willoughby\St Leonards | \Organizations\101-NSW Health\8899-NSLHD | RN-000684 | Emergency Exit Sign | Emergency Exit Sign - RN30.02.010 | \Classifications\Specification Class\Building Equipment\Electrical\Other Electrical Systems\Emergency Light & Power Systems\Emergency Evacuation Lighting | Electrical Lighting, Emergency Lighting, Testing | EL-EL-Te | \Classifications\Specification Class\VBIS\EL - Electrical Lighting\EL-EL - Emergency Lighting\EL-EL-Te - Testing |  | WHITE LITE | 24m |  | 33 | RN-000684 | [6 empty] | 2023-07-25 | 2 - Normal | 4 - Poor | 2 - Medium | Exit signage missing | 2 - Normal | Statutory | Preventive | High |  |  | 5y0M
1580 | Royal North Shore Hospital | RN30 - Building 30 | Level 2 | RN30.02.010 | \Locations\Royal North Shore Hospital\RN30 - Building 30\Level 2 | \Geography\Oceania\Australia\New South Wales\Sydney Northern\Willoughby\St Leonards | \Organizations\101-NSW Health\8899-NSLHD | RN-000685 | Emergency Light | Emergency Light - RN30.02.010 | \Classifications\Specification Class\Building Equipment\Electrical\Other Electrical Systems\Emergency Light & Power Systems\Emergency Evacuation Lighting | Electrical Lighting, Emergency Lighting, Testing | EL-EL-Te | \Classifications\Specification Class\VBIS\EL - Electrical Lighting\EL-EL - Emergency Lighting\EL-EL-Te - Testing |  | EKTOR |  |  | 34 | RN-000685 | [6 empty] | 2023-07-25 | 2 - Normal | 2 - Good | 2 - Medium |  | 2 - Normal | Statutory | Preventive | High |  |  | 20y0M
1581 | Royal North Shore Hospital | RN30 - Building 30 | Level 2 | RN30.02.011 | \Locations\Royal North Shore Hospital\RN30 - Building 30\Level 2 | \Geography\Oceania\Australia\New South Wales\Sydney Northern\Willoughby\St Leonards | \Organizations\101-NSW Health\8899-NSLHD | RN-000691 | Smoke Detector | Smoke Detector - RN30.02.011 | \Classifications\Specification Class\Building Equipment\Fire Protection\Fire Alarm Systems\Smoke Detectors | Fire Detection, Fire Detectors, Smoke | FD-FD-Sm | \Classifications\Specification Class\VBIS\FD - Fire Detection\FD-FD - Fire Detectors\FD-FD-Sm - Smoke |  | UNKNOWN |  |  |  | RN-000691 | [6 empty] | 2023-07-25 | 2 - Normal | 2 - Good | 2 - Medium |  | 2 - Normal | Statutory | Preventive | High |  |  | 16y0M
1582 | Royal North Shore Hospital | RN30 - Building 30 | Level 2 | RN30.02.011 | \Locations\Royal North Shore Hospital\RN30 - Building 30\Level 2 | \Geography\Oceania\Australia\New South Wales\Sydney Northern\Willoughby\St Leonards | \Organizations\101-NSW Health\8899-NSLHD | RN-000692 | Emergency Light | Emergency Light - RN30.02.011 | \Classifications\Specification Class\Building Equipment\Electrical\Other Electrical Systems\Emergency Light & Power Systems\Emergency Evacuation Lighting | Electrical Lighting, Emergency Lighting, Testing | EL-EL-Te | \Classifications\Specification Class\VBIS\EL - Electrical Lighting\EL-EL - Emergency Lighting\EL-EL-Te - Testing |  | UNKNOWN |  |  |  | RN-000692 | [6 empty] | 2023-07-25 | 2 - Normal | 2 - Good | 2 - Medium |  | 2 - Normal | Statutory | Preventive | High |  |  | 20y0M
1583 | Royal North Shore Hospital | RN30 - Building 30 | Level 2 | RN30.02.011 | \Locations\Royal North Shore Hospital\RN30 - Building 30\Level 2 | \Geography\Oceania\Australia\New South Wales\Sydney Northern\Willoughby\St Leonards | \Organizations\101-NSW Health\8899-NSLHD | RN-000693 | Smoke Detector | Smoke Detector - RN30.02.011 | \Classifications\Specification Class\Building Equipment\Fire Protection\Fire Alarm Systems\Smoke Detectors | Fire Detection, Fire Detectors, Smoke | FD-FD-Sm | \Classifications\Specification Class\VBIS\FD - Fire Detection\FD-FD - Fire Detectors\FD-FD-Sm - Smoke |  | UNKNOWN |  |  |  | RN-000693 | [6 empty] | 2023-07-25 | 2 - Normal | 3 - Fair | 2 - Medium |  | 2 - Normal | Statutory | Preventive | High |  |  | 12y0M
1584 | Royal North Shore Hospital | RN30 - Building 30 | Level 2 | RN30.02.013 | \Locations\Royal North Shore Hospital\RN30 - Building 30\Level 2 | \Geography\Oceania\Australia\New South Wales\Sydney Northern\Willoughby\St Leonards | \Organizations\101-NSW Health\8899-NSLHD | RN-000694 | Smoke Detector | Smoke Detector - RN30.02.013 | \Classifications\Specification Class\Building Equipment\Fire Protection\Fire Alarm Systems\Smoke Detectors | Fire Detection, Fire Detectors, Smoke | FD-FD-Sm | \Classifications\Specification Class\VBIS\FD - Fire Detection\FD-FD - Fire Detectors\FD-FD-Sm - Smoke |  | UNKNOWN |  |  |  | RN-000694 | [6 empty] | 2023-07-25 | 2 - Normal | 3 - Fair | 2 - Medium |  | 2 - Normal | Statutory | Preventive | High |  |  | 12y0M
1585 | Royal North Shore Hospital | RN30 - Building 30 | Level 2 | RN30.02.015 | \Locations\Royal North Shore Hospital\RN30 - Building 30\Level 2 | \Geography\Oceania\Australia\New South Wales\Sydney Northern\Willoughby\St Leonards | \Organizations\101-NSW Health\8899-NSLHD | RN-000695 | Smoke Detector | Smoke Detector - RN30.02.015 | \Classifications\Specification Class\Building Equipment\Fire Protection\Fire Alarm Systems\Smoke Detectors | Fire Detection, Fire Detectors, Smoke | FD-FD-Sm | \Classifications\Specification Class\VBIS\FD - Fire Detection\FD-FD - Fire Detectors\FD-FD-Sm - Smoke |  | UNKNOWN |  |  |  | RN-000695 | [6 empty] | 2023-07-25 | 2 - Normal | 2 - Good | 2 - Medium |  | 2 - Normal | Statutory | Preventive | High |  |  | 16y0M
1586 | Royal North Shore Hospital | RN30 - Building 30 | Level 2 | RN30.02.015 | \Locations\Royal North Shore Hospital\RN30 - Building 30\Level 2 | \Geography\Oceania\Australia\New South Wales\Sydney Northern\Willoughby\St Leonards | \Organizations\101-NSW Health\8899-NSLHD | RN-000696 | Air Conditioner - Split System Indoor Unit | Air Conditioner - Split System Indoor Unit - RN30.02.015 | \Classifications\Specification Class\Building Equipment\HVAC\Terminal & Package Units\Package Units\Split Systems | Mechanical, Air Conditioning Unit | ME-ACU | \Classifications\Specification Class\VBIS\ME - Mechanical\ME-ACU - Air Conditioning Unit |  | HITACHI | RAS-25YHA3 |  | 2514 | RN-000696 | [6 empty] | 2023-07-25 | 2 - Normal | 3 - Fair | 2 - Medium |  | 2 - Normal | Statutory | Preventive | Medium |  |  | 6y0M
1587 | Royal North Shore Hospital | RN30 - Building 30 | Level 2 | RN30.02.012 | \Locations\Royal North Shore Hospital\RN30 - Building 30\Level 2 | \Geography\Oceania\Australia\New South Wales\Sydney Northern\Willoughby\St Leonards | \Organizations\101-NSW Health\8899-NSLHD | RN-000697 | Air Conditioner - Split System Indoor Unit | Air Conditioner - Split System Indoor Unit - RN30.02.012 | \Classifications\Specification Class\Building Equipment\HVAC\Terminal & Package Units\Package Units\Split Systems | Mechanical, Air Conditioning Unit | ME-ACU | \Classifications\Specification Class\VBIS\ME - Mechanical\ME-ACU - Air Conditioning Unit |  | HITACHI | RAS-35YHA4 |  | 3053 | RN-000697 | [6 empty] | 2023-07-25 | 2 - Normal | 3 - Fair | 2 - Medium |  | 2 - Normal | Statutory | Preventive | Medium |  |  | 6y0M
1588 | Royal North Shore Hospital | RN30 - Building 30 | Level 2 | RN30.02.012 | \Locations\Royal North Shore Hospital\RN30 - Building 30\Level 2 | \Geography\Oceania\Australia\New South Wales\Sydney Northern\Willoughby\St Leonards | \Organizations\101-NSW Health\8899-NSLHD | RN-000698 | Emergency Light | Emergency Light - RN30.02.012 | \Classifications\Specification Class\Building Equipment\Electrical\Other Electrical Systems\Emergency Light & Power Systems\Emergency Evacuation Lighting | Electrical Lighting, Emergency Lighting, Testing | EL-EL-Te | \Classifications\Specification Class\VBIS\EL - Electrical Lighting\EL-EL - Emergency Lighting\EL-EL-Te - Testing |  | UNKNOWN |  |  |  | RN-000698 | [6 empty] | 2023-07-25 | 2 - Normal | 2 - Good | 2 - Medium |  | 2 - Normal | Statutory | Preventive | High |  |  | 20y0M
1589 | Royal North Shore Hospital | RN30 - Building 30 | Level 2 | RN30.02.018 | \Locations\Royal North Shore Hospital\RN30 - Building 30\Level 2 | \Geography\Oceania\Australia\New South Wales\Sydney Northern\Willoughby\St Leonards | \Organizations\101-NSW Health\8899-NSLHD | RN-000700 | Smoke Detector | Smoke Detector - RN30.02.018 | \Classifications\Specification Class\Building Equipment\Fire Protection\Fire Alarm Systems\Smoke Detectors | Fire Detection, Fire Detectors, Smoke | FD-FD-Sm | \Classifications\Specification Class\VBIS\FD - Fire Detection\FD-FD - Fire Detectors\FD-FD-Sm - Smoke |  | UNKNOWN |  |  |  | RN-000700 | [6 empty] | 2023-07-25 | 2 - Normal | 2 - Good | 2 - Medium |  | 2 - Normal | Statutory | Preventive | High |  |  | 16y0M
1590 | Royal North Shore Hospital | RN30 - Building 30 | Level 2 | RN30.02.020 | \Locations\Royal North Shore Hospital\RN30 - Building 30\Level 2 | \Geography\Oceania\Australia\New South Wales\Sydney Northern\Willoughby\St Leonards | \Organizations\101-NSW Health\8899-NSLHD | RN-000701 | Emergency Exit Sign | Emergency Exit Sign - RN30.02.020 | \Classifications\Specification Class\Building Equipment\Electrical\Other Electrical Systems\Emergency Light & Power Systems\Emergency Evacuation Lighting | Electrical Lighting, Emergency Lighting, Testing | EL-EL-Te | \Classifications\Specification Class\VBIS\EL - Electrical Lighting\EL-EL - Emergency Lighting\EL-EL-Te - Testing |  | EKTOR | 24m |  |  | RN-000701 | [6 empty] | 2023-07-25 | 2 - Normal | 2 - Good | 2 - Medium |  | 2 - Normal | Statutory | Preventive | High |  |  | 20y0M
1591 | Royal North Shore Hospital | RN30 - Building 30 | Level 2 | RN30.02.020 | \Locations\Royal North Shore Hospital\RN30 - Building 30\Level 2 | \Geography\Oceania\Australia\New South Wales\Sydney Northern\Willoughby\St Leonards | \Organizations\101-NSW Health\8899-NSLHD | RN-000702 | Smoke Detector | Smoke Detector - RN30.02.020 | \Classifications\Specification Class\Building Equipment\Fire Protection\Fire Alarm Systems\Smoke Detectors | Fire Detection, Fire Detectors, Smoke | FD-FD-Sm | \Classifications\Specification Class\VBIS\FD - Fire Detection\FD-FD - Fire Detectors\FD-FD-Sm - Smoke |  | UNKNOWN |  |  |  | RN-000702 | [6 empty] | 2023-07-25 | 2 - Normal | 3 - Fair | 2 - Medium |  | 2 - Normal | Statutory | Preventive | High |  |  | 12y0M
1592 | Royal North Shore Hospital | RN30 - Building 30 | Level 2 | RN30.02.017 | \Locations\Royal North Shore Hospital\RN30 - Building 30\Level 2 | \Geography\Oceania\Australia\New South Wales\Sydney Northern\Willoughby\St Leonards | \Organizations\101-NSW Health\8899-NSLHD | RN-000705 | Air Conditioner - Split System Indoor Unit | Air Conditioner - Split System Indoor Unit - RN30.02.017 | \Classifications\Specification Class\Building Equipment\HVAC\Terminal & Package Units\Package Units\Split Systems | Mechanical, Air Conditioning Unit | ME-ACU | \Classifications\Specification Class\VBIS\ME - Mechanical\ME-ACU - Air Conditioning Unit |  | HITACHI | RAS-25YHA3 |  | 1897 | RN-000705 | [6 empty] | 2023-07-25 | 2 - Normal | 3 - Fair | 2 - Medium |  | 2 - Normal | Statutory | Preventive | Medium |  |  | 6y0M
1593 | Royal North Shore Hospital | RN30 - Building 30 | Level 2 | RN30.02.017 | \Locations\Royal North Shore Hospital\RN30 - Building 30\Level 2 | \Geography\Oceania\Australia\New South Wales\Sydney Northern\Willoughby\St Leonards | \Organizations\101-NSW Health\8899-NSLHD | RN-000699 | Smoke Detector | Smoke Detector - RN30.02.017 | \Classifications\Specification Class\Building Equipment\Fire Protection\Fire Alarm Systems\Smoke Detectors | Fire Detection, Fire Detectors, Smoke | FD-FD-Sm | \Classifications\Specification Class\VBIS\FD - Fire Detection\FD-FD - Fire Detectors\FD-FD-Sm - Smoke |  | UNKNOWN |  |  |  | RN-000699 | [6 empty] | 2023-07-25 | 2 - Normal | 3 - Fair | 2 - Medium |  | 2 - Normal | Statutory | Preventive | High |  |  | 12y0M
1594 | Royal North Shore Hospital | RN30 - Building 30 | Level 2 | RN30.02.023 | \Locations\Royal North Shore Hospital\RN30 - Building 30\Level 2 | \Geography\Oceania\Australia\New South Wales\Sydney Northern\Willoughby\St Leonards | \Organizations\101-NSW Health\8899-NSLHD | RN-000703 | Air Conditioner - Split System Indoor Unit | Air Conditioner - Split System Indoor Unit - RN30.02.023 | \Classifications\Specification Class\Building Equipment\HVAC\Terminal & Package Units\Package Units\Split Systems | Mechanical, Air Conditioning Unit | ME-ACU | \Classifications\Specification Class\VBIS\ME - Mechanical\ME-ACU - Air Conditioning Unit |  | SAMSUNG | Smart Inverter |  |  | RN-000703 | [6 empty] | 2023-07-25 | 2 - Normal | 3 - Fair | 2 - Medium |  | 2 - Normal | Statutory | Preventive | Medium |  |  | 6y0M
1595 | Royal North Shore Hospital | RN30 - Building 30 | Level 2 | RN30.02.014 | \Locations\Royal North Shore Hospital\RN30 - Building 30\Level 2 | \Geography\Oceania\Australia\New South Wales\Sydney Northern\Willoughby\St Leonards | \Organizations\101-NSW Health\8899-NSLHD | RN-000708 | Smoke Detector | Smoke Detector - RN30.02.014 | \Classifications\Specification Class\Building Equipment\Fire Protection\Fire Alarm Systems\Smoke Detectors | Fire Detection, Fire Detectors, Smoke | FD-FD-Sm | \Classifications\Specification Class\VBIS\FD - Fire Detection\FD-FD - Fire Detectors\FD-FD-Sm - Smoke |  | UNKNOWN |  |  |  | RN-000708 | [6 empty] | 2023-07-25 | 2 - Normal | 3 - Fair | 2 - Medium |  | 2 - Normal | Statutory | Preventive | High |  |  | 12y0M
1596 | Royal North Shore Hospital | RN30 - Building 30 | Level 2 | RN30.02.031 | \Locations\Royal North Shore Hospital\RN30 - Building 30\Level 2 | \Geography\Oceania\Australia\New South Wales\Sydney Northern\Willoughby\St Leonards | \Organizations\101-NSW Health\8899-NSLHD | RN-000711 | Emergency Light | Emergency Light - RN30.02.031 | \Classifications\Specification Class\Building Equipment\Electrical\Other Electrical Systems\Emergency Light & Power Systems\Emergency Evacuation Lighting | Electrical Lighting, Emergency Lighting, Testing | EL-EL-Te | \Classifications\Specification Class\VBIS\EL - Electrical Lighting\EL-EL - Emergency Lighting\EL-EL-Te - Testing |  | CLEVERTRONICS |  |  |  | RN-000711 | [6 empty] | 2023-07-25 | 2 - Normal | 2 - Good | 2 - Medium |  | 2 - Normal | Statutory | Preventive | High |  |  | 20y0M
1597 | Royal North Shore Hospital | RN30 - Building 30 | Level 2 | RN30.02.019 | \Locations\Royal North Shore Hospital\RN30 - Building 30\Level 2 | \Geography\Oceania\Australia\New South Wales\Sydney Northern\Willoughby\St Leonards | \Organizations\101-NSW Health\8899-NSLHD | RN-000712 | Emergency Exit Sign | Emergency Exit Sign - RN30.02.019 | \Classifications\Specification Class\Building Equipment\Electrical\Other Electrical Systems\Emergency Light & Power Systems\Emergency Evacuation Lighting | Electrical Lighting, Emergency Lighting, Testing | EL-EL-Te | \Classifications\Specification Class\VBIS\EL - Electrical Lighting\EL-EL - Emergency Lighting\EL-EL-Te - Testing |  | WHITE LITE | 24m |  | 42 | RN-000712 | [6 empty] | 2023-07-25 | 2 - Normal | 2 - Good | 2 - Medium |  | 2 - Normal | Statutory | Preventive | High |  |  | 20y0M
1598 | Royal North Shore Hospital | RN30 - Building 30 | Level 2 | RN30.02.023 | \Locations\Royal North Shore Hospital\RN30 - Building 30\Level 2 | \Geography\Oceania\Australia\New South Wales\Sydney Northern\Willoughby\St Leonards | \Organizations\101-NSW Health\8899-NSLHD | RN-000709 | Air Conditioner - Split System Indoor Unit | Air Conditioner - Split System Indoor Unit - RN30.02.023 | \Classifications\Specification Class\Building Equipment\HVAC\Terminal & Package Units\Package Units\Split Systems | Mechanical, Air Conditioning Unit | ME-ACU | \Classifications\Specification Class\VBIS\ME - Mechanical\ME-ACU - Air Conditioning Unit |  | SAMSUNG | Smart Inverter |  |  | RN-000709 | [6 empty] | 2023-07-25 | 2 - Normal | 3 - Fair | 2 - Medium |  | 2 - Normal | Statutory | Preventive | Medium |  |  | 6y0M
1599 | Royal North Shore Hospital | RN30 - Building 30 | Level 2 | RN30.02.019 | \Locations\Royal North Shore Hospital\RN30 - Building 30\Level 2 | \Geography\Oceania\Australia\New South Wales\Sydney Northern\Willoughby\St Leonards | \Organizations\101-NSW Health\8899-NSLHD | RN-000713 | Emergency Exit Sign | Emergency Exit Sign - RN30.02.019 | \Classifications\Specification Class\Building Equipment\Electrical\Other Electrical Systems\Emergency Light & Power Systems\Emergency Evacuation Lighting | Electrical Lighting, Emergency Lighting, Testing | EL-EL-Te | \Classifications\Specification Class\VBIS\EL - Electrical Lighting\EL-EL - Emergency Lighting\EL-EL-Te - Testing |  | WHITE LITE | 24m |  | 38 | RN-000713 | [6 empty] | 2023-07-25 | 2 - Normal | 2 - Good | 2 - Medium |  | 2 - Normal | Statutory | Preventive | High |  |  | 20y0M
1600 | Royal North Shore Hospital | RN30 - Building 30 | Level 2 | RN30.02.019 | \Locations\Royal North Shore Hospital\RN30 - Building 30\Level 2 | \Geography\Oceania\Australia\New South Wales\Sydney Northern\Willoughby\St Leonards | \Organizations\101-NSW Health\8899-NSLHD | RN-000714 | Emergency Exit Sign | Emergency Exit Sign - RN30.02.019 | \Classifications\Specification Class\Building Equipment\Electrical\Other Electrical Systems\Emergency Light & Power Systems\Emergency Evacuation Lighting | Electrical Lighting, Emergency Lighting, Testing | EL-EL-Te | \Classifications\Specification Class\VBIS\EL - Electrical Lighting\EL-EL - Emergency Lighting\EL-EL-Te - Testing |  | WHITE LITE | 24m |  | 37 | RN-000714 | [6 empty] | 2023-07-25 | 2 - Normal | 2 - Good | 2 - Medium |  | 2 - Normal | Statutory | Preventive | High |  |  | 20y0M
1601 | Royal North Shore Hospital | RN30 - Building 30 | Level 2 | RN30.02.019 | \Locations\Royal North Shore Hospital\RN30 - Building 30\Level 2 | \Geography\Oceania\Australia\New South Wales\Sydney Northern\Willoughby\St Leonards | \Organizations\101-NSW Health\8899-NSLHD | RN-000715 | Smoke Detector | Smoke Detector - RN30.02.019 | \Classifications\Specification Class\Building Equipment\Fire Protection\Fire Alarm Systems\Smoke Detectors | Fire Detection, Fire Detectors, Smoke | FD-FD-Sm | \Classifications\Specification Class\VBIS\FD - Fire Detection\FD-FD - Fire Detectors\FD-FD-Sm - Smoke |  | UNKNOWN |  |  |  | RN-000715 | [6 empty] | 2023-07-25 | 2 - Normal | 2 - Good | 2 - Medium |  | 2 - Normal | Statutory | Preventive | High |  |  | 16y0M
1602 | Royal North Shore Hospital | RN30 - Building 30 | Level 2 | RN30.02.026 | \Locations\Royal North Shore Hospital\RN30 - Building 30\Level 2 | \Geography\Oceania\Australia\New South Wales\Sydney Northern\Willoughby\St Leonards | \Organizations\101-NSW Health\8899-NSLHD | RN-000687 | Emergency Light | Emergency Light - RN30.02.026 | \Classifications\Specification Class\Building Equipment\Electrical\Other Electrical Systems\Emergency Light & Power Systems\Emergency Evacuation Lighting | Electrical Lighting, Emergency Lighting, Testing | EL-EL-Te | \Classifications\Specification Class\VBIS\EL - Electrical Lighting\EL-EL - Emergency Lighting\EL-EL-Te - Testing |  | UNKNOWN |  |  |  | RN-000687 | [6 empty] | 2023-07-25 | 2 - Normal | 2 - Good | 2 - Medium |  | 2 - Normal | Statutory | Preventive | High |  |  | 20y0M
1603 | Royal North Shore Hospital | RN30 - Building 30 | Level 2 | RN30.02.026 | \Locations\Royal North Shore Hospital\RN30 - Building 30\Level 2 | \Geography\Oceania\Australia\New South Wales\Sydney Northern\Willoughby\St Leonards | \Organizations\101-NSW Health\8899-NSLHD | RN-000686 | Smoke Detector | Smoke Detector - RN30.02.026 | \Classifications\Specification Class\Building Equipment\Fire Protection\Fire Alarm Systems\Smoke Detectors | Fire Detection, Fire Detectors, Smoke | FD-FD-Sm | \Classifications\Specification Class\VBIS\FD - Fire Detection\FD-FD - Fire Detectors\FD-FD-Sm - Smoke |  | UNKNOWN |  |  |  | RN-000686 | [6 empty] | 2023-07-25 | 2 - Normal | 2 - Good | 2 - Medium |  | 2 - Normal | Statutory | Preventive | High |  |  | 16y0M
1604 | Royal North Shore Hospital | RN30 - Building 30 | Level 2 | RN30.02.025 | \Locations\Royal North Shore Hospital\RN30 - Building 30\Level 2 | \Geography\Oceania\Australia\New South Wales\Sydney Northern\Willoughby\St Leonards | \Organizations\101-NSW Health\8899-NSLHD | RN-000716 | Smoke Detector | Smoke Detector - RN30.02.025 | \Classifications\Specification Class\Building Equipment\Fire Protection\Fire Alarm Systems\Smoke Detectors | Fire Detection, Fire Detectors, Smoke | FD-FD-Sm | \Classifications\Specification Class\VBIS\FD - Fire Detection\FD-FD - Fire Detectors\FD-FD-Sm - Smoke |  | UNKNOWN |  |  |  | RN-000716 | [6 empty] | 2023-07-25 | 2 - Normal | 3 - Fair | 2 - Medium |  | 2 - Normal | Statutory | Preventive | High |  |  | 12y0M
1605 | Royal North Shore Hospital | RN30 - Building 30 | Level 2 | RN30.02.006 | \Locations\Royal North Shore Hospital\RN30 - Building 30\Level 2 | \Geography\Oceania\Australia\New South Wales\Sydney Northern\Willoughby\St Leonards | \Organizations\101-NSW Health\8899-NSLHD | RN-000729 | Emergency Exit Sign | Emergency Exit Sign - RN30.02.006 | \Classifications\Specification Class\Building Equipment\Electrical\Other Electrical Systems\Emergency Light & Power Systems\Emergency Evacuation Lighting | Electrical Lighting, Emergency Lighting, Testing | EL-EL-Te | \Classifications\Specification Class\VBIS\EL - Electrical Lighting\EL-EL - Emergency Lighting\EL-EL-Te - Testing |  | EKTOR | 24m |  |  | RN-000729 | [6 empty] | 2023-07-25 | 2 - Normal | 2 - Good | 2 - Medium |  | 2 - Normal | Statutory | Preventive | High |  |  | 20y0M
1606 | Royal North Shore Hospital | RN30 - Building 30 | Level 2 | RN30.02.027 | \Locations\Royal North Shore Hospital\RN30 - Building 30\Level 2 | \Geography\Oceania\Australia\New South Wales\Sydney Northern\Willoughby\St Leonards | \Organizations\101-NSW Health\8899-NSLHD | RN-000731 | Smoke Detector | Smoke Detector - RN30.02.027 | \Classifications\Specification Class\Building Equipment\Fire Protection\Fire Alarm Systems\Smoke Detectors | Fire Detection, Fire Detectors, Smoke | FD-FD-Sm | \Classifications\Specification Class\VBIS\FD - Fire Detection\FD-FD - Fire Detectors\FD-FD-Sm - Smoke |  | UNKNOWN |  |  |  | RN-000731 | [6 empty] | 2023-07-25 | 2 - Normal | 3 - Fair | 2 - Medium |  | 2 - Normal | Statutory | Preventive | High |  |  | 12y0M
1607 | Royal North Shore Hospital | RN30 - Building 30 | Level 2 | RN30.02.028 | \Locations\Royal North Shore Hospital\RN30 - Building 30\Level 2 | \Geography\Oceania\Australia\New South Wales\Sydney Northern\Willoughby\St Leonards | \Organizations\101-NSW Health\8899-NSLHD | RN-000732 | Air Conditioner - Split System Indoor Unit | Air Conditioner - Split System Indoor Unit - RN30.02.028 | \Classifications\Specification Class\Building Equipment\HVAC\Terminal & Package Units\Package Units\Split Systems | Mechanical, Air Conditioning Unit | ME-ACU | \Classifications\Specification Class\VBIS\ME - Mechanical\ME-ACU - Air Conditioning Unit |  | HITACHI | RAS-25YHA3 |  | 2374 | RN-000732 | [6 empty] | 2023-07-25 | 2 - Normal | 2 - Good | 2 - Medium |  | 2 - Normal | Statutory | Preventive | Medium |  |  | 8y0M
1608 | Royal North Shore Hospital | RN30 - Building 30 | Level 1 | RN30.01.008 | \Locations\Royal North Shore Hospital\RN30 - Building 30\Level 1 | \Geography\Oceania\Australia\New South Wales\Sydney Northern\Willoughby\St Leonards | \Organizations\101-NSW Health\8899-NSLHD | RN-000736 | Toilet Exhaust Fan | Toilet Exhaust Fan - RN30.01.008 | \Classifications\Specification Class\Building Equipment\HVAC\Distribution Systems\Exhaust Ventilation\Toilet Exhaust Fans | Mechanical, Fans | ME-Fa | \Classifications\Specification Class\VBIS\ME - Mechanical\ME-Fa - Fans |  | FANTECH | Domestique 150 |  |  | RN-000736 | [6 empty] | 2023-07-25 | 2 - Normal | 3 - Fair | 2 - Medium |  | 2 - Normal | Non-Statutory | Preventive | Medium |  |  | 6y0M
1609 | Royal North Shore Hospital | RN29 - Health Information Services | Level 1 | RN29.01.001 | \Locations\Royal North Shore Hospital\RN29 - Health Information Services\Level 1\RN29.01.001 Stairway | \Geography\Oceania\Australia\New South Wales\Sydney Northern\Willoughby\St Leonards | \Organizations\101-NSW Health\8899-NSLHD | RN-000737 | Smoke Detector | Smoke Detector - RN29.01.001 | \Classifications\Specification Class\Building Equipment\Fire Protection\Fire Alarm Systems\Smoke Detectors | Fire Detection, Fire Detectors, Smoke | FD-FD-Sm | \Classifications\Specification Class\VBIS\FD - Fire Detection\FD-FD - Fire Detectors\FD-FD-Sm - Smoke |  | UNKNOWN |  |  |  | RN-000737 | [6 empty] | 2023-07-25 | 2 - Normal | 3 - Fair | 2 - Medium |  | 2 - Normal | Statutory | Preventive | High |  |  | 12y0M
1610 | Royal North Shore Hospital | RN29 - Health Information Services | Level 1 | RN29.01.001 | \Locations\Royal North Shore Hospital\RN29 - Health Information Services\Level 1\RN29.01.001 Stairway | \Geography\Oceania\Australia\New South Wales\Sydney Northern\Willoughby\St Leonards | \Organizations\101-NSW Health\8899-NSLHD | RN-000738 | Passenger Lift | Passenger Lift - RN29.01.001 | \Classifications\Specification Class\Building Equipment\Conveying\Elevators & Lifts\Passenger Lifts | Vertical Transportation, Lift | VT-Li | \Classifications\Specification Class\VBIS\VT - Vertical Transportation\VT-Li - Lift |  | SCHINDLER LIFTS AUSTRALIA |  |  | 1944620 | RN-000738 |  |  |  |  | 1983-01-01 |  | 2023-07-25 | 2 - Normal | 3 - Fair | 3 - High | Expected life could be extended based on the visual condition assessment. | 2 - Normal | Statutory | Preventive | High |  |  | 0y0M | [9 empty] | #1
1611 | Royal North Shore Hospital | RN29 - Health Information Services | Level 1 | RN29.01.002 | \Locations\Royal North Shore Hospital\RN29 - Health Information Services\Level 1 | \Geography\Oceania\Australia\New South Wales\Sydney Northern\Willoughby\St Leonards | \Organizations\101-NSW Health\8899-NSLHD | RN-000750 | Smoke Doors - Single Leaf | Smoke Doors - Single Leaf - RN29.01.002 | \Classifications\Specification Class\Building Equipment\Fire Protection\Fire Protection Specialities\Smoke Doors | Structure, Doors Fire Rated | ST-DFR | \Classifications\Specification Class\VBIS\ST - Structure\ST-DFR - Doors Fire Rated |  | UNKNOWN |  |  |  | RN-000750 | [6 empty] | 2023-07-25 | 2 - Normal | 3 - Fair | 2 - Medium |  | 2 - Normal | Statutory | Preventive | High |  |  | 15y0M
1612 | Royal North Shore Hospital | RN29 - Health Information Services | Level 1 | RN29.01.002 | \Locations\Royal North Shore Hospital\RN29 - Health Information Services\Level 1 | \Geography\Oceania\Australia\New South Wales\Sydney Northern\Willoughby\St Leonards | \Organizations\101-NSW Health\8899-NSLHD | RN-000749 | Emergency Exit Sign | Emergency Exit Sign - RN29.01.002 | \Classifications\Specification Class\Building Equipment\Electrical\Other Electrical Systems\Emergency Light & Power Systems\Emergency Evacuation Lighting | Electrical Lighting, Emergency Lighting, Testing | EL-EL-Te | \Classifications\Specification Class\VBIS\EL - Electrical Lighting\EL-EL - Emergency Lighting\EL-EL-Te - Testing |  | LEGRAND | 24m |  |  | RN-000749 | [6 empty] | 2023-07-25 | 2 - Normal | 3 - Fair | 2 - Medium |  | 2 - Normal | Statutory | Preventive | High |  |  | 15y0M
1613 | Royal North Shore Hospital | RN29 - Health Information Services | Level 1 | RN29.01.002 | \Locations\Royal North Shore Hospital\RN29 - Health Information Services\Level 1 | \Geography\Oceania\Australia\New South Wales\Sydney Northern\Willoughby\St Leonards | \Organizations\101-NSW Health\8899-NSLHD | RN-000739 | Smoke Detector | Smoke Detector - RN29.01.002 | \Classifications\Specification Class\Building Equipment\Fire Protection\Fire Alarm Systems\Smoke Detectors | Fire Detection, Fire Detectors, Smoke | FD-FD-Sm | \Classifications\Specification Class\VBIS\FD - Fire Detection\FD-FD - Fire Detectors\FD-FD-Sm - Smoke |  | UNKNOWN |  |  |  | RN-000739 | [6 empty] | 2023-07-25 | 2 - Normal | 2 - Good | 2 - Medium |  | 2 - Normal | Statutory | Preventive | High |  |  | 16y0M
1614 | Royal North Shore Hospital | RN29 - Health Information Services | Level 1 | RN29.01.002 | \Locations\Royal North Shore Hospital\RN29 - Health Information Services\Level 1 | \Geography\Oceania\Australia\New South Wales\Sydney Northern\Willoughby\St Leonards | \Organizations\101-NSW Health\8899-NSLHD | RN-000740 | Smoke Detector | Smoke Detector - RN29.01.002 | \Classifications\Specification Class\Building Equipment\Fire Protection\Fire Alarm Systems\Smoke Detectors | Fire Detection, Fire Detectors, Smoke | FD-FD-Sm | \Classifications\Specification Class\VBIS\FD - Fire Detection\FD-FD - Fire Detectors\FD-FD-Sm - Smoke |  | UNKNOWN |  |  |  | RN-000740 | [6 empty] | 2023-07-25 | 2 - Normal | 2 - Good | 2 - Medium |  | 2 - Normal | Statutory | Preventive | High |  |  | 16y0M
1615 | Royal North Shore Hospital | RN29 - Health Information Services | Level 1 | RN29.01.006 | \Locations\Royal North Shore Hospital\RN29 - Health Information Services\Level 1 | \Geography\Oceania\Australia\New South Wales\Sydney Northern\Willoughby\St Leonards | \Organizations\101-NSW Health\8899-NSLHD | RN-000741 | Smoke Detector | Smoke Detector - RN29.01.006 | \Classifications\Specification Class\Building Equipment\Fire Protection\Fire Alarm Systems\Smoke Detectors | Fire Detection, Fire Detectors, Smoke | FD-FD-Sm | \Classifications\Specification Class\VBIS\FD - Fire Detection\FD-FD - Fire Detectors\FD-FD-Sm - Smoke |  | UNKNOWN |  |  |  | RN-000741 | [6 empty] | 2023-07-25 | 2 - Normal | 2 - Good | 2 - Medium |  | 2 - Normal | Statutory | Preventive | High |  |  | 16y0M
1616 | Royal North Shore Hospital | RN29 - Health Information Services | Level 1 | RN29.01.006 | \Locations\Royal North Shore Hospital\RN29 - Health Information Services\Level 1 | \Geography\Oceania\Australia\New South Wales\Sydney Northern\Willoughby\St Leonards | \Organizations\101-NSW Health\8899-NSLHD | RN-000748 | Air Conditioner - Split System Indoor Unit | Air Conditioner - Split System Indoor Unit - RN29.01.006 | \Classifications\Specification Class\Building Equipment\HVAC\Terminal & Package Units\Package Units\Split Systems | Mechanical, Air Conditioning Unit | ME-ACU | \Classifications\Specification Class\VBIS\ME - Mechanical\ME-ACU - Air Conditioning Unit |  | HITACHI | RAS-25YHA3 |  |  | RN-000748 | [6 empty] | 2023-07-25 | 2 - Normal | 3 - Fair | 2 - Medium |  | 2 - Normal | Statutory | Preventive | Medium |  |  | 6y0M
1617 | Royal North Shore Hospital | RN29 - Health Information Services | Level 1 | RN29.01.007 | \Locations\Royal North Shore Hospital\RN29 - Health Information Services\Level 1 | \Geography\Oceania\Australia\New South Wales\Sydney Northern\Willoughby\St Leonards | \Organizations\101-NSW Health\8899-NSLHD | RN-000742 | Smoke Detector | Smoke Detector - RN29.01.007 | \Classifications\Specification Class\Building Equipment\Fire Protection\Fire Alarm Systems\Smoke Detectors | Fire Detection, Fire Detectors, Smoke | FD-FD-Sm | \Classifications\Specification Class\VBIS\FD - Fire Detection\FD-FD - Fire Detectors\FD-FD-Sm - Smoke |  | UNKNOWN |  |  |  | RN-000742 | [6 empty] | 2023-07-25 | 2 - Normal | 2 - Good | 2 - Medium |  | 2 - Normal | Statutory | Preventive | High |  |  | 16y0M
1618 | Royal North Shore Hospital | RN29 - Health Information Services | Level 1 | RN29.01.009 | \Locations\Royal North Shore Hospital\RN29 - Health Information Services\Level 1 | \Geography\Oceania\Australia\New South Wales\Sydney Northern\Willoughby\St Leonards | \Organizations\101-NSW Health\8899-NSLHD | RN-000747 | Thermal Detector | Thermal Detector - RN29.01.009 | \Classifications\Specification Class\Building Equipment\Fire Protection\Fire Alarm Systems\Thermal Detectors | Fire Detection, Fire Detectors, Heat | FD-FD-He | \Classifications\Specification Class\VBIS\FD - Fire Detection\FD-FD - Fire Detectors\FD-FD-He - Heat |  | UNKNOWN |  |  |  | RN-000747 | [6 empty] | 2023-07-25 | 2 - Normal | 3 - Fair | 2 - Medium |  | 2 - Normal | Statutory | Preventive | High |  |  | 12y0M
1619 | Royal North Shore Hospital | RN29 - Health Information Services | Level 1 | RN29.01.009 | \Locations\Royal North Shore Hospital\RN29 - Health Information Services\Level 1 | \Geography\Oceania\Australia\New South Wales\Sydney Northern\Willoughby\St Leonards | \Organizations\101-NSW Health\8899-NSLHD | RN-000746 | Toilet Exhaust Fan | Toilet Exhaust Fan - RN29.01.009 | \Classifications\Specification Class\Building Equipment\HVAC\Distribution Systems\Exhaust Ventilation\Toilet Exhaust Fans | Mechanical, Fans | ME-Fa | \Classifications\Specification Class\VBIS\ME - Mechanical\ME-Fa - Fans |  | HPM |  |  |  | RN-000746 | [6 empty] | 2023-07-25 | 2 - Normal | 3 - Fair | 2 - Medium |  | 2 - Normal | Non-Statutory | Preventive | Medium |  |  | 6y0M
1620 | Royal North Shore Hospital | RN29 - Health Information Services | Level 1 | RN29.01.010 | \Locations\Royal North Shore Hospital\RN29 - Health Information Services\Level 1 | \Geography\Oceania\Australia\New South Wales\Sydney Northern\Willoughby\St Leonards | \Organizations\101-NSW Health\8899-NSLHD | RN-000743 | Smoke Detector | Smoke Detector - RN29.01.010 | \Classifications\Specification Class\Building Equipment\Fire Protection\Fire Alarm Systems\Smoke Detectors | Fire Detection, Fire Detectors, Smoke | FD-FD-Sm | \Classifications\Specification Class\VBIS\FD - Fire Detection\FD-FD - Fire Detectors\FD-FD-Sm - Smoke |  | UNKNOWN |  |  |  | RN-000743 | [6 empty] | 2023-07-25 | 2 - Normal | 2 - Good | 2 - Medium |  | 2 - Normal | Statutory | Preventive | High |  |  | 16y0M
1621 | Royal North Shore Hospital | RN29 - Health Information Services | Level 1 | RN29.01.011 | \Locations\Royal North Shore Hospital\RN29 - Health Information Services\Level 1 | \Geography\Oceania\Australia\New South Wales\Sydney Northern\Willoughby\St Leonards | \Organizations\101-NSW Health\8899-NSLHD | RN-000744 | Smoke Detector | Smoke Detector - RN29.01.011 | \Classifications\Specification Class\Building Equipment\Fire Protection\Fire Alarm Systems\Smoke Detectors | Fire Detection, Fire Detectors, Smoke | FD-FD-Sm | \Classifications\Specification Class\VBIS\FD - Fire Detection\FD-FD - Fire Detectors\FD-FD-Sm - Smoke |  | UNKNOWN |  |  |  | RN-000744 | [6 empty] | 2023-07-25 | 2 - Normal | 2 - Good | 2 - Medium |  | 2 - Normal | Statutory | Preventive | High |  |  | 16y0M
1622 | Royal North Shore Hospital | RN29 - Health Information Services | Level 1 | RN29.01.011 | \Locations\Royal North Shore Hospital\RN29 - Health Information Services\Level 1 | \Geography\Oceania\Australia\New South Wales\Sydney Northern\Willoughby\St Leonards | \Organizations\101-NSW Health\8899-NSLHD | RN-000745 | Air Conditioner - Split System Indoor Unit | Air Conditioner - Split System Indoor Unit - RN29.01.011 | \Classifications\Specification Class\Building Equipment\HVAC\Terminal & Package Units\Package Units\Split Systems | Mechanical, Air Conditioning Unit | ME-ACU | \Classifications\Specification Class\VBIS\ME - Mechanical\ME-ACU - Air Conditioning Unit |  | HITACHI | RAS-25YHA3 |  | 1986 | RN-000745 | [6 empty] | 2023-07-25 | 2 - Normal | 2 - Good | 2 - Medium |  | 2 - Normal | Statutory | Preventive | Medium |  |  | 8y0M
1623 | Royal North Shore Hospital | RN29 - Health Information Services | Level 1 | RN29.01.018 | \Locations\Royal North Shore Hospital\RN29 - Health Information Services\Level 1 | \Geography\Oceania\Australia\New South Wales\Sydney Northern\Willoughby\St Leonards | \Organizations\101-NSW Health\8899-NSLHD | RN-000770 | Smoke Detector | Smoke Detector - RN29.01.018 | \Classifications\Specification Class\Building Equipment\Fire Protection\Fire Alarm Systems\Smoke Detectors | Fire Detection, Fire Detectors, Smoke | FD-FD-Sm | \Classifications\Specification Class\VBIS\FD - Fire Detection\FD-FD - Fire Detectors\FD-FD-Sm - Smoke |  | UNKNOWN |  |  |  | RN-000770 | [6 empty] | 2023-07-25 | 2 - Normal | 2 - Good | 2 - Medium |  | 2 - Normal | Statutory | Preventive | High |  |  | 16y0M
1624 | Royal North Shore Hospital | RN29 - Health Information Services | Level 1 | RN29.01.020 | \Locations\Royal North Shore Hospital\RN29 - Health Information Services\Level 1 | \Geography\Oceania\Australia\New South Wales\Sydney Northern\Willoughby\St Leonards | \Organizations\101-NSW Health\8899-NSLHD | RN-000773 | Emergency Light | Emergency Light - RN29.01.020 | \Classifications\Specification Class\Building Equipment\Electrical\Other Electrical Systems\Emergency Light & Power Systems\Emergency Evacuation Lighting | Electrical Lighting, Emergency Lighting, Testing | EL-EL-Te | \Classifications\Specification Class\VBIS\EL - Electrical Lighting\EL-EL - Emergency Lighting\EL-EL-Te - Testing |  | UNKNOWN |  |  | 17 | RN-000773 | [6 empty] | 2023-07-25 | 2 - Normal | 2 - Good | 2 - Medium |  | 2 - Normal | Statutory | Preventive | High |  |  | 20y0M
1625 | Royal North Shore Hospital | RN29 - Health Information Services | Level 1 | RN29.01.020 | \Locations\Royal North Shore Hospital\RN29 - Health Information Services\Level 1 | \Geography\Oceania\Australia\New South Wales\Sydney Northern\Willoughby\St Leonards | \Organizations\101-NSW Health\8899-NSLHD | RN-000779 | Emergency Light | Emergency Light - RN29.01.020 | \Classifications\Specification Class\Building Equipment\Electrical\Other Electrical Systems\Emergency Light & Power Systems\Emergency Evacuation Lighting | Electrical Lighting, Emergency Lighting, Testing | EL-EL-Te | \Classifications\Specification Class\VBIS\EL - Electrical Lighting\EL-EL - Emergency Lighting\EL-EL-Te - Testing |  | UNKNOWN |  |  | 14 | RN-000779 | [6 empty] | 2023-07-25 | 2 - Normal | 2 - Good | 2 - Medium |  | 2 - Normal | Statutory | Preventive | High |  |  | 20y0M
1626 | Royal North Shore Hospital | RN29 - Health Information Services | Level 1 | RN29.01.019 | \Locations\Royal North Shore Hospital\RN29 - Health Information Services\Level 1 | \Geography\Oceania\Australia\New South Wales\Sydney Northern\Willoughby\St Leonards | \Organizations\101-NSW Health\8899-NSLHD | RN-000781 | Smoke Detector | Smoke Detector - RN29.01.019 | \Classifications\Specification Class\Building Equipment\Fire Protection\Fire Alarm Systems\Smoke Detectors | Fire Detection, Fire Detectors, Smoke | FD-FD-Sm | \Classifications\Specification Class\VBIS\FD - Fire Detection\FD-FD - Fire Detectors\FD-FD-Sm - Smoke |  | UNKNOWN |  |  |  | RN-000781 | [6 empty] | 2023-07-25 | 2 - Normal | 2 - Good | 2 - Medium |  | 2 - Normal | Statutory | Preventive | High |  |  | 16y0M
1627 | Royal North Shore Hospital | RN29 - Health Information Services | Level 1 | RN29.01.019 | \Locations\Royal North Shore Hospital\RN29 - Health Information Services\Level 1 | \Geography\Oceania\Australia\New South Wales\Sydney Northern\Willoughby\St Leonards | \Organizations\101-NSW Health\8899-NSLHD | RN-000782 | Smoke Detector | Smoke Detector - RN29.01.019 | \Classifications\Specification Class\Building Equipment\Fire Protection\Fire Alarm Systems\Smoke Detectors | Fire Detection, Fire Detectors, Smoke | FD-FD-Sm | \Classifications\Specification Class\VBIS\FD - Fire Detection\FD-FD - Fire Detectors\FD-FD-Sm - Smoke |  | UNKNOWN |  |  |  | RN-000782 | [6 empty] | 2023-07-25 | 2 - Normal | 2 - Good | 2 - Medium |  | 2 - Normal | Statutory | Preventive | High |  |  | 16y0M
1628 | Royal North Shore Hospital | RN29 - Health Information Services | Level 1 | RN29.01.019 | \Locations\Royal North Shore Hospital\RN29 - Health Information Services\Level 1 | \Geography\Oceania\Australia\New South Wales\Sydney Northern\Willoughby\St Leonards | \Organizations\101-NSW Health\8899-NSLHD | RN-000789 | Smoke Detector | Smoke Detector - RN29.01.019 | \Classifications\Specification Class\Building Equipment\Fire Protection\Fire Alarm Systems\Smoke Detectors | Fire Detection, Fire Detectors, Smoke | FD-FD-Sm | \Classifications\Specification Class\VBIS\FD - Fire Detection\FD-FD - Fire Detectors\FD-FD-Sm - Smoke |  | UNKNOWN |  |  |  | RN-000789 | [6 empty] | 2023-07-25 | 2 - Normal | 2 - Good | 2 - Medium |  | 2 - Normal | Statutory | Preventive | High |  |  | 16y0M
1629 | Royal North Shore Hospital | RN29 - Health Information Services | Level 1 | RN29.01.019 | \Locations\Royal North Shore Hospital\RN29 - Health Information Services\Level 1 | \Geography\Oceania\Australia\New South Wales\Sydney Northern\Willoughby\St Leonards | \Organizations\101-NSW Health\8899-NSLHD | RN-000784 | Air Conditioner - Split System Indoor Unit | Air Conditioner - Split System Indoor Unit - RN29.01.019 | \Classifications\Specification Class\Building Equipment\HVAC\Terminal & Package Units\Package Units\Split Systems | Mechanical, Air Conditioning Unit | ME-ACU | \Classifications\Specification Class\VBIS\ME - Mechanical\ME-ACU - Air Conditioning Unit |  | HITACHI | RAS-25YHA3 |  |  | RN-000784 | [6 empty] | 2023-07-25 | 2 - Normal | 2 - Good | 2 - Medium |  | 2 - Normal | Statutory | Preventive | Medium |  |  | 8y0M
1630 | Royal North Shore Hospital | RN29 - Health Information Services | Level 1 | RN29.01.020 | \Locations\Royal North Shore Hospital\RN29 - Health Information Services\Level 1 | \Geography\Oceania\Australia\New South Wales\Sydney Northern\Willoughby\St Leonards | \Organizations\101-NSW Health\8899-NSLHD | RN-000787 | Emergency Exit Sign | Emergency Exit Sign - RN29.01.020 | \Classifications\Specification Class\Building Equipment\Electrical\Other Electrical Systems\Emergency Light & Power Systems\Emergency Evacuation Lighting | Electrical Lighting, Emergency Lighting, Testing | EL-EL-Te | \Classifications\Specification Class\VBIS\EL - Electrical Lighting\EL-EL - Emergency Lighting\EL-EL-Te - Testing |  | UNKNOWN | 24m |  |  | RN-000787 | [6 empty] | 2023-07-25 | 2 - Normal | 2 - Good | 2 - Medium |  | 2 - Normal | Statutory | Preventive | High |  |  | 20y0M
1631 | Royal North Shore Hospital | RN29 - Health Information Services | Level 1 | RN29.01.013 | \Locations\Royal North Shore Hospital\RN29 - Health Information Services\Level 1 | \Geography\Oceania\Australia\New South Wales\Sydney Northern\Willoughby\St Leonards | \Organizations\101-NSW Health\8899-NSLHD | RN-000797 | Emergency Exit Sign | Emergency Exit Sign - RN29.01.013 | \Classifications\Specification Class\Building Equipment\Electrical\Other Electrical Systems\Emergency Light & Power Systems\Emergency Evacuation Lighting | Electrical Lighting, Emergency Lighting, Testing | EL-EL-Te | \Classifications\Specification Class\VBIS\EL - Electrical Lighting\EL-EL - Emergency Lighting\EL-EL-Te - Testing |  | WHITE LITE | 24m |  |  | RN-000797 | [6 empty] | 2023-07-25 | 2 - Normal | 3 - Fair | 2 - Medium |  | 2 - Normal | Statutory | Preventive | High |  |  | 15y0M
1632 | Royal North Shore Hospital | RN29 - Health Information Services | Level 1 | RN29.01.015 | \Locations\Royal North Shore Hospital\RN29 - Health Information Services\Level 1 | \Geography\Oceania\Australia\New South Wales\Sydney Northern\Willoughby\St Leonards | \Organizations\101-NSW Health\8899-NSLHD | RN-000804 | Smoke Detector | Smoke Detector - RN29.01.015 | \Classifications\Specification Class\Building Equipment\Fire Protection\Fire Alarm Systems\Smoke Detectors | Fire Detection, Fire Detectors, Smoke | FD-FD-Sm | \Classifications\Specification Class\VBIS\FD - Fire Detection\FD-FD - Fire Detectors\FD-FD-Sm - Smoke |  | UNKNOWN |  |  |  | RN-000804 | [6 empty] | 2023-07-25 | 2 - Normal | 2 - Good | 2 - Medium |  | 2 - Normal | Statutory | Preventive | High |  |  | 16y0M
1633 | Royal North Shore Hospital | RN29 - Health Information Services | Level 1 | RN29.01.016 | \Locations\Royal North Shore Hospital\RN29 - Health Information Services\Level 1 | \Geography\Oceania\Australia\New South Wales\Sydney Northern\Willoughby\St Leonards | \Organizations\101-NSW Health\8899-NSLHD | RN-000777 | Smoke Doors - Single Leaf | Smoke Doors - Single Leaf - RN29.01.016 | \Classifications\Specification Class\Building Equipment\Fire Protection\Fire Protection Specialities\Smoke Doors | Structure, Doors Fire Rated | ST-DFR | \Classifications\Specification Class\VBIS\ST - Structure\ST-DFR - Doors Fire Rated |  | UNKNOWN |  |  |  | RN-000777 | [6 empty] | 2023-07-25 | 2 - Normal | 3 - Fair | 2 - Medium |  | 2 - Normal | Statutory | Preventive | High |  |  | 15y0M
1634 | Royal North Shore Hospital | RN29 - Health Information Services | Level 1 | RN29.01.016 | \Locations\Royal North Shore Hospital\RN29 - Health Information Services\Level 1 | \Geography\Oceania\Australia\New South Wales\Sydney Northern\Willoughby\St Leonards | \Organizations\101-NSW Health\8899-NSLHD | RN-000811 | Emergency Exit Sign | Emergency Exit Sign - RN29.01.016 | \Classifications\Specification Class\Building Equipment\Electrical\Other Electrical Systems\Emergency Light & Power Systems\Emergency Evacuation Lighting | Electrical Lighting, Emergency Lighting, Testing | EL-EL-Te | \Classifications\Specification Class\VBIS\EL - Electrical Lighting\EL-EL - Emergency Lighting\EL-EL-Te - Testing |  | UNKNOWN | 24m |  |  | RN-000811 | [6 empty] | 2023-07-25 | 2 - Normal | 2 - Good | 2 - Medium |  | 2 - Normal | Statutory | Preventive | High |  |  | 20y0M
1635 | Royal North Shore Hospital | RN29 - Health Information Services | Level 1 | RN29.01.017 | \Locations\Royal North Shore Hospital\RN29 - Health Information Services\Level 1 | \Geography\Oceania\Australia\New South Wales\Sydney Northern\Willoughby\St Leonards | \Organizations\101-NSW Health\8899-NSLHD | RN-000816 | Air Conditioner - Split System Indoor Unit | Air Conditioner - Split System Indoor Unit - RN29.01.017 | \Classifications\Specification Class\Building Equipment\HVAC\Terminal & Package Units\Package Units\Split Systems | Mechanical, Air Conditioning Unit | ME-ACU | \Classifications\Specification Class\VBIS\ME - Mechanical\ME-ACU - Air Conditioning Unit |  | HITACHI | RAS-25YHA3 |  | 1868 | RN-000816 | [6 empty] | 2023-07-25 | 2 - Normal | 2 - Good | 2 - Medium |  | 2 - Normal | Statutory | Preventive | Medium |  |  | 8y0M
1636 | Royal North Shore Hospital | RN29 - Health Information Services | Level 2 | RN29.02.001 | \Locations\Royal North Shore Hospital\RN29 - Health Information Services\Level 2\RN29.02.001 Stairs | \Geography\Oceania\Australia\New South Wales\Sydney Northern\Willoughby\St Leonards | \Organizations\101-NSW Health\8899-NSLHD | RN-000821 | Smoke Detector | Smoke Detector - RN29.02.001 | \Classifications\Specification Class\Building Equipment\Fire Protection\Fire Alarm Systems\Smoke Detectors | Fire Detection, Fire Detectors, Smoke | FD-FD-Sm | \Classifications\Specification Class\VBIS\FD - Fire Detection\FD-FD - Fire Detectors\FD-FD-Sm - Smoke |  | UNKNOWN |  |  |  | RN-000821 | [6 empty] | 2023-07-25 | 2 - Normal | 3 - Fair | 2 - Medium |  | 2 - Normal | Statutory | Preventive | High |  |  | 12y0M
1637 | Royal North Shore Hospital | RN29 - Health Information Services | Level 2 | RN29.02.004 | \Locations\Royal North Shore Hospital\RN29 - Health Information Services\Level 2 | \Geography\Oceania\Australia\New South Wales\Sydney Northern\Willoughby\St Leonards | \Organizations\101-NSW Health\8899-NSLHD | RN-000820 | Emergency Exit Sign | Emergency Exit Sign - RN29.02.004 | \Classifications\Specification Class\Building Equipment\Electrical\Other Electrical Systems\Emergency Light & Power Systems\Emergency Evacuation Lighting | Electrical Lighting, Emergency Lighting, Testing | EL-EL-Te | \Classifications\Specification Class\VBIS\EL - Electrical Lighting\EL-EL - Emergency Lighting\EL-EL-Te - Testing |  | LAWELL | 24m |  |  | RN-000820 | [6 empty] | 2023-07-25 | 2 - Normal | 2 - Good | 2 - Medium |  | 2 - Normal | Statutory | Preventive | High |  |  | 20y0M
1638 | Royal North Shore Hospital | RN29 - Health Information Services | Level 2 | RN29.02.004 | \Locations\Royal North Shore Hospital\RN29 - Health Information Services\Level 2 | \Geography\Oceania\Australia\New South Wales\Sydney Northern\Willoughby\St Leonards | \Organizations\101-NSW Health\8899-NSLHD | RN-000819 | Smoke Detector | Smoke Detector - RN29.02.004 | \Classifications\Specification Class\Building Equipment\Fire Protection\Fire Alarm Systems\Smoke Detectors | Fire Detection, Fire Detectors, Smoke | FD-FD-Sm | \Classifications\Specification Class\VBIS\FD - Fire Detection\FD-FD - Fire Detectors\FD-FD-Sm - Smoke |  | UNKNOWN |  |  |  | RN-000819 | [6 empty] | 2023-07-25 | 2 - Normal | 3 - Fair | 2 - Medium |  | 2 - Normal | Statutory | Preventive | High |  |  | 12y0M
1639 | Royal North Shore Hospital | RN29 - Health Information Services | Level 2 | RN29.02.004 | \Locations\Royal North Shore Hospital\RN29 - Health Information Services\Level 2 | \Geography\Oceania\Australia\New South Wales\Sydney Northern\Willoughby\St Leonards | \Organizations\101-NSW Health\8899-NSLHD | RN-000835 | Emergency Exit Sign | Emergency Exit Sign - RN29.02.004 | \Classifications\Specification Class\Building Equipment\Electrical\Other Electrical Systems\Emergency Light & Power Systems\Emergency Evacuation Lighting | Electrical Lighting, Emergency Lighting, Testing | EL-EL-Te | \Classifications\Specification Class\VBIS\EL - Electrical Lighting\EL-EL - Emergency Lighting\EL-EL-Te - Testing |  | WHITE LITE | 24m |  | 21 | RN-000835 | [6 empty] | 2023-07-25 | 2 - Normal | 3 - Fair | 2 - Medium |  | 2 - Normal | Statutory | Preventive | High |  |  | 15y0M
1640 | Royal North Shore Hospital | RN29 - Health Information Services | Level 2 | RN29.02.004 | \Locations\Royal North Shore Hospital\RN29 - Health Information Services\Level 2 | \Geography\Oceania\Australia\New South Wales\Sydney Northern\Willoughby\St Leonards | \Organizations\101-NSW Health\8899-NSLHD | RN-000830 | Emergency Light | Emergency Light - RN29.02.004 | \Classifications\Specification Class\Building Equipment\Electrical\Other Electrical Systems\Emergency Light & Power Systems\Emergency Evacuation Lighting | Electrical Lighting, Emergency Lighting, Testing | EL-EL-Te | \Classifications\Specification Class\VBIS\EL - Electrical Lighting\EL-EL - Emergency Lighting\EL-EL-Te - Testing |  | UNKNOWN |  |  |  | RN-000830 | [6 empty] | 2023-07-25 | 2 - Normal | 2 - Good | 2 - Medium |  | 2 - Normal | Statutory | Preventive | High |  |  | 20y0M
1641 | Royal North Shore Hospital | RN29 - Health Information Services | Level 2 | RN29.02.004 | \Locations\Royal North Shore Hospital\RN29 - Health Information Services\Level 2 | \Geography\Oceania\Australia\New South Wales\Sydney Northern\Willoughby\St Leonards | \Organizations\101-NSW Health\8899-NSLHD | RN-000825 | Smoke Detector | Smoke Detector - RN29.02.004 | \Classifications\Specification Class\Building Equipment\Fire Protection\Fire Alarm Systems\Smoke Detectors | Fire Detection, Fire Detectors, Smoke | FD-FD-Sm | \Classifications\Specification Class\VBIS\FD - Fire Detection\FD-FD - Fire Detectors\FD-FD-Sm - Smoke |  | UNKNOWN |  |  |  | RN-000825 | [6 empty] | 2023-07-25 | 2 - Normal | 2 - Good | 2 - Medium |  | 2 - Normal | Statutory | Preventive | High |  |  | 16y0M
1642 | Royal North Shore Hospital | RN29 - Health Information Services | Level 2 | RN29.02.003 | \Locations\Royal North Shore Hospital\RN29 - Health Information Services\Level 2 | \Geography\Oceania\Australia\New South Wales\Sydney Northern\Willoughby\St Leonards | \Organizations\101-NSW Health\8899-NSLHD | RN-000834 | Smoke Detector | Smoke Detector - RN29.02.003 | \Classifications\Specification Class\Building Equipment\Fire Protection\Fire Alarm Systems\Smoke Detectors | Fire Detection, Fire Detectors, Smoke | FD-FD-Sm | \Classifications\Specification Class\VBIS\FD - Fire Detection\FD-FD - Fire Detectors\FD-FD-Sm - Smoke |  | UNKNOWN |  |  |  | RN-000834 | [6 empty] | 2023-07-25 | 2 - Normal | 2 - Good | 2 - Medium |  | 2 - Normal | Statutory | Preventive | High |  |  | 16y0M
1643 | Royal North Shore Hospital | RN29 - Health Information Services | Level 2 | RN29.02.002 | \Locations\Royal North Shore Hospital\RN29 - Health Information Services\Level 2 | \Geography\Oceania\Australia\New South Wales\Sydney Northern\Willoughby\St Leonards | \Organizations\101-NSW Health\8899-NSLHD | RN-000829 | Thermal Detector | Thermal Detector - RN29.02.002 | \Classifications\Specification Class\Building Equipment\Fire Protection\Fire Alarm Systems\Thermal Detectors | Fire Detection, Fire Detectors, Heat | FD-FD-He | \Classifications\Specification Class\VBIS\FD - Fire Detection\FD-FD - Fire Detectors\FD-FD-He - Heat |  | UNKNOWN |  |  |  | RN-000829 | [6 empty] | 2023-07-25 | 2 - Normal | 3 - Fair | 2 - Medium |  | 2 - Normal | Statutory | Preventive | High |  |  | 12y0M
1644 | Royal North Shore Hospital | RN29 - Health Information Services | Level 2 | RN29.02.005 | \Locations\Royal North Shore Hospital\RN29 - Health Information Services\Level 2 | \Geography\Oceania\Australia\New South Wales\Sydney Northern\Willoughby\St Leonards | \Organizations\101-NSW Health\8899-NSLHD | RN-000824 | Smoke Detector | Smoke Detector - RN29.02.005 | \Classifications\Specification Class\Building Equipment\Fire Protection\Fire Alarm Systems\Smoke Detectors | Fire Detection, Fire Detectors, Smoke | FD-FD-Sm | \Classifications\Specification Class\VBIS\FD - Fire Detection\FD-FD - Fire Detectors\FD-FD-Sm - Smoke |  | UNKNOWN |  |  |  | RN-000824 | [6 empty] | 2023-07-25 | 2 - Normal | 2 - Good | 2 - Medium |  | 2 - Normal | Statutory | Preventive | High |  |  | 16y0M
1645 | Royal North Shore Hospital | RN29 - Health Information Services | Level 2 | RN29.02.006 | \Locations\Royal North Shore Hospital\RN29 - Health Information Services\Level 2 | \Geography\Oceania\Australia\New South Wales\Sydney Northern\Willoughby\St Leonards | \Organizations\101-NSW Health\8899-NSLHD | RN-000833 | Smoke Detector | Smoke Detector - RN29.02.006 | \Classifications\Specification Class\Building Equipment\Fire Protection\Fire Alarm Systems\Smoke Detectors | Fire Detection, Fire Detectors, Smoke | FD-FD-Sm | \Classifications\Specification Class\VBIS\FD - Fire Detection\FD-FD - Fire Detectors\FD-FD-Sm - Smoke |  | UNKNOWN |  |  |  | RN-000833 | [6 empty] | 2023-07-25 | 2 - Normal | 2 - Good | 2 - Medium |  | 2 - Normal | Statutory | Preventive | High |  |  | 16y0M
1646 | Royal North Shore Hospital | RN29 - Health Information Services | Level 2 | RN29.02.007 | \Locations\Royal North Shore Hospital\RN29 - Health Information Services\Level 2 | \Geography\Oceania\Australia\New South Wales\Sydney Northern\Willoughby\St Leonards | \Organizations\101-NSW Health\8899-NSLHD | RN-000828 | Smoke Detector | Smoke Detector - RN29.02.007 | \Classifications\Specification Class\Building Equipment\Fire Protection\Fire Alarm Systems\Smoke Detectors | Fire Detection, Fire Detectors, Smoke | FD-FD-Sm | \Classifications\Specification Class\VBIS\FD - Fire Detection\FD-FD - Fire Detectors\FD-FD-Sm - Smoke |  | UNKNOWN |  |  |  | RN-000828 | [6 empty] | 2023-07-25 | 2 - Normal | 2 - Good | 2 - Medium |  | 2 - Normal | Statutory | Preventive | High |  |  | 16y0M
1647 | Royal North Shore Hospital | RN29 - Health Information Services | Level 2 | RN29.02.008 | \Locations\Royal North Shore Hospital\RN29 - Health Information Services\Level 2 | \Geography\Oceania\Australia\New South Wales\Sydney Northern\Willoughby\St Leonards | \Organizations\101-NSW Health\8899-NSLHD | RN-000823 | Thermal Detector | Thermal Detector - RN29.02.008 | \Classifications\Specification Class\Building Equipment\Fire Protection\Fire Alarm Systems\Thermal Detectors | Fire Detection, Fire Detectors, Heat | FD-FD-He | \Classifications\Specification Class\VBIS\FD - Fire Detection\FD-FD - Fire Detectors\FD-FD-He - Heat |  | UNKNOWN |  |  |  | RN-000823 | [6 empty] | 2023-07-25 | 2 - Normal | 2 - Good | 2 - Medium |  | 2 - Normal | Statutory | Preventive | High |  |  | 16y0M
1648 | Royal North Shore Hospital | RN29 - Health Information Services | Level 2 | RN29.02.007 | \Locations\Royal North Shore Hospital\RN29 - Health Information Services\Level 2 | \Geography\Oceania\Australia\New South Wales\Sydney Northern\Willoughby\St Leonards | \Organizations\101-NSW Health\8899-NSLHD | RN-000832 | Air Conditioner - Split System Indoor Unit | Air Conditioner - Split System Indoor Unit - RN29.02.007 | \Classifications\Specification Class\Building Equipment\HVAC\Terminal & Package Units\Package Units\Split Systems | Mechanical, Air Conditioning Unit | ME-ACU | \Classifications\Specification Class\VBIS\ME - Mechanical\ME-ACU - Air Conditioning Unit |  | HITACHI | RAS-25YHA3 |  | 1869 | RN-000832 | [6 empty] | 2023-07-25 | 2 - Normal | 3 - Fair | 2 - Medium |  | 2 - Normal | Statutory | Preventive | Medium |  |  | 6y0M
1649 | Royal North Shore Hospital | RN29 - Health Information Services | Level 2 | RN29.02.005 | \Locations\Royal North Shore Hospital\RN29 - Health Information Services\Level 2 | \Geography\Oceania\Australia\New South Wales\Sydney Northern\Willoughby\St Leonards | \Organizations\101-NSW Health\8899-NSLHD | RN-000827 | Air Conditioner - Split System Indoor Unit | Air Conditioner - Split System Indoor Unit - RN29.02.005 | \Classifications\Specification Class\Building Equipment\HVAC\Terminal & Package Units\Package Units\Split Systems | Mechanical, Air Conditioning Unit | ME-ACU | \Classifications\Specification Class\VBIS\ME - Mechanical\ME-ACU - Air Conditioning Unit |  | HITACHI | RAS-25YHA3 |  | 1836 | RN-000827 | [6 empty] | 2023-07-25 | 2 - Normal | 3 - Fair | 2 - Medium |  | 2 - Normal | Statutory | Preventive | Medium |  |  | 6y0M
1650 | Royal North Shore Hospital | RN29 - Health Information Services | Level 2 | RN29.02.013 | \Locations\Royal North Shore Hospital\RN29 - Health Information Services\Level 2 | \Geography\Oceania\Australia\New South Wales\Sydney Northern\Willoughby\St Leonards | \Organizations\101-NSW Health\8899-NSLHD | RN-000870 | Air Conditioner - Split System Indoor Unit | Air Conditioner - Split System Indoor Unit - RN29.02.013 | \Classifications\Specification Class\Building Equipment\HVAC\Terminal & Package Units\Package Units\Split Systems | Mechanical, Air Conditioning Unit | ME-ACU | \Classifications\Specification Class\VBIS\ME - Mechanical\ME-ACU - Air Conditioning Unit |  | SAMSUNG | AR12KSFTAWQN |  |  | RN-000870 | [6 empty] | 2023-07-25 | 2 - Normal | 2 - Good | 2 - Medium |  | 2 - Normal | Statutory | Preventive | Medium |  |  | 8y0M
1651 | Royal North Shore Hospital | RN29 - Health Information Services | Level 2 | RN29.02.016 | \Locations\Royal North Shore Hospital\RN29 - Health Information Services\Level 2 | \Geography\Oceania\Australia\New South Wales\Sydney Northern\Willoughby\St Leonards | \Organizations\101-NSW Health\8899-NSLHD | RN-000826 | Air Conditioner - Split System Indoor Unit | Air Conditioner - Split System Indoor Unit - RN29.02.016 | \Classifications\Specification Class\Building Equipment\HVAC\Terminal & Package Units\Package Units\Split Systems | Mechanical, Air Conditioning Unit | ME-ACU | \Classifications\Specification Class\VBIS\ME - Mechanical\ME-ACU - Air Conditioning Unit |  | UNKNOWN |  |  |  | RN-000826 | [6 empty] | 2023-07-25 | 2 - Normal | 3 - Fair | 2 - Medium |  | 2 - Normal | Statutory | Preventive | Medium |  |  | 6y0M | [9 empty] | Manufacturer details not reachable
1652 | Royal North Shore Hospital | RN29 - Health Information Services | Level 2 | RN29.02.016 | \Locations\Royal North Shore Hospital\RN29 - Health Information Services\Level 2 | \Geography\Oceania\Australia\New South Wales\Sydney Northern\Willoughby\St Leonards | \Organizations\101-NSW Health\8899-NSLHD | RN-000869 | Smoke Detector | Smoke Detector - RN29.02.016 | \Classifications\Specification Class\Building Equipment\Fire Protection\Fire Alarm Systems\Smoke Detectors | Fire Detection, Fire Detectors, Smoke | FD-FD-Sm | \Classifications\Specification Class\VBIS\FD - Fire Detection\FD-FD - Fire Detectors\FD-FD-Sm - Smoke |  | UNKNOWN |  |  |  | RN-000869 | [6 empty] | 2023-07-25 | 2 - Normal | 3 - Fair | 2 - Medium |  | 2 - Normal | Statutory | Preventive | High |  |  | 12y0M
1653 | Royal North Shore Hospital | RN29 - Health Information Services | Level 2 | RN29.02.017 | \Locations\Royal North Shore Hospital\RN29 - Health Information Services\Level 2 | \Geography\Oceania\Australia\New South Wales\Sydney Northern\Willoughby\St Leonards | \Organizations\101-NSW Health\8899-NSLHD | RN-000868 | Air Conditioner - Split System Indoor Unit | Air Conditioner - Split System Indoor Unit - RN29.02.017 | \Classifications\Specification Class\Building Equipment\HVAC\Terminal & Package Units\Package Units\Split Systems | Mechanical, Air Conditioning Unit | ME-ACU | \Classifications\Specification Class\VBIS\ME - Mechanical\ME-ACU - Air Conditioning Unit |  | HITACHI | RAS-25YHA3 |  | 1872 | RN-000868 | [6 empty] | 2023-07-25 | 2 - Normal | 2 - Good | 2 - Medium |  | 2 - Normal | Statutory | Preventive | Medium |  |  | 8y0M
1654 | Royal North Shore Hospital | RN29 - Health Information Services | Level 2 | RN29.02.017 | \Locations\Royal North Shore Hospital\RN29 - Health Information Services\Level 2 | \Geography\Oceania\Australia\New South Wales\Sydney Northern\Willoughby\St Leonards | \Organizations\101-NSW Health\8899-NSLHD | RN-000867 | Smoke Detector | Smoke Detector - RN29.02.017 | \Classifications\Specification Class\Building Equipment\Fire Protection\Fire Alarm Systems\Smoke Detectors | Fire Detection, Fire Detectors, Smoke | FD-FD-Sm | \Classifications\Specification Class\VBIS\FD - Fire Detection\FD-FD - Fire Detectors\FD-FD-Sm - Smoke |  | UNKNOWN |  |  |  | RN-000867 | [6 empty] | 2023-07-25 | 2 - Normal | 2 - Good | 2 - Medium |  | 2 - Normal | Statutory | Preventive | High |  |  | 16y0M
1655 | Royal North Shore Hospital | RN29 - Health Information Services | Level 2 | RN29.02.018 | \Locations\Royal North Shore Hospital\RN29 - Health Information Services\Level 2 | \Geography\Oceania\Australia\New South Wales\Sydney Northern\Willoughby\St Leonards | \Organizations\101-NSW Health\8899-NSLHD | RN-000866 | Smoke Detector | Smoke Detector - RN29.02.018 | \Classifications\Specification Class\Building Equipment\Fire Protection\Fire Alarm Systems\Smoke Detectors | Fire Detection, Fire Detectors, Smoke | FD-FD-Sm | \Classifications\Specification Class\VBIS\FD - Fire Detection\FD-FD - Fire Detectors\FD-FD-Sm - Smoke |  | UNKNOWN |  |  |  | RN-000866 | [6 empty] | 2023-07-25 | 2 - Normal | 2 - Good | 2 - Medium |  | 2 - Normal | Statutory | Preventive | High |  |  | 16y0M
1656 | Royal North Shore Hospital | RN29 - Health Information Services | Level 2 | RN29.02.018 | \Locations\Royal North Shore Hospital\RN29 - Health Information Services\Level 2 | \Geography\Oceania\Australia\New South Wales\Sydney Northern\Willoughby\St Leonards | \Organizations\101-NSW Health\8899-NSLHD | RN-000862 | Air Conditioner - Split System Indoor Unit | Air Conditioner - Split System Indoor Unit - RN29.02.018 | \Classifications\Specification Class\Building Equipment\HVAC\Terminal & Package Units\Package Units\Split Systems | Mechanical, Air Conditioning Unit | ME-ACU | \Classifications\Specification Class\VBIS\ME - Mechanical\ME-ACU - Air Conditioning Unit |  | HITACHI |  |  |  | RN-000862 | [6 empty] | 2023-07-25 | 2 - Normal | 3 - Fair | 2 - Medium |  | 2 - Normal | Statutory | Preventive | Medium |  |  | 6y0M | [9 empty] | Manufacturer details not reachable
1657 | Royal North Shore Hospital | RN29 - Health Information Services | Level 2 | RN29.02.018 | \Locations\Royal North Shore Hospital\RN29 - Health Information Services\Level 2 | \Geography\Oceania\Australia\New South Wales\Sydney Northern\Willoughby\St Leonards | \Organizations\101-NSW Health\8899-NSLHD | RN-000822 | Air Conditioner - Split System Indoor Unit | Air Conditioner - Split System Indoor Unit - RN29.02.018 | \Classifications\Specification Class\Building Equipment\HVAC\Terminal & Package Units\Package Units\Split Systems | Mechanical, Air Conditioning Unit | ME-ACU | \Classifications\Specification Class\VBIS\ME - Mechanical\ME-ACU - Air Conditioning Unit |  | HITACHI | RAS-S50YHAB |  | 2033940923 | RN-000822 | [6 empty] | 2023-07-25 | 2 - Normal | 2 - Good | 2 - Medium |  | 2 - Normal | Statutory | Preventive | Medium |  |  | 8y0M
1658 | Royal North Shore Hospital | RN29 - Health Information Services | Level 2 | RN29.02.019 | \Locations\Royal North Shore Hospital\RN29 - Health Information Services\Level 2 | \Geography\Oceania\Australia\New South Wales\Sydney Northern\Willoughby\St Leonards | \Organizations\101-NSW Health\8899-NSLHD | RN-000856 | Smoke Detector | Smoke Detector - RN29.02.019 | \Classifications\Specification Class\Building Equipment\Fire Protection\Fire Alarm Systems\Smoke Detectors | Fire Detection, Fire Detectors, Smoke | FD-FD-Sm | \Classifications\Specification Class\VBIS\FD - Fire Detection\FD-FD - Fire Detectors\FD-FD-Sm - Smoke |  | UNKNOWN |  |  |  | RN-000856 | [6 empty] | 2023-07-25 | 2 - Normal | 2 - Good | 2 - Medium |  | 2 - Normal | Statutory | Preventive | High |  |  | 16y0M
1659 | Royal North Shore Hospital | RN29 - Health Information Services | Level 2 | RN29.02.019 | \Locations\Royal North Shore Hospital\RN29 - Health Information Services\Level 2 | \Geography\Oceania\Australia\New South Wales\Sydney Northern\Willoughby\St Leonards | \Organizations\101-NSW Health\8899-NSLHD | RN-000857 | Thermal Detector | Thermal Detector - RN29.02.019 | \Classifications\Specification Class\Building Equipment\Fire Protection\Fire Alarm Systems\Thermal Detectors | Fire Detection, Fire Detectors, Heat | FD-FD-He | \Classifications\Specification Class\VBIS\FD - Fire Detection\FD-FD - Fire Detectors\FD-FD-He - Heat |  | UNKNOWN |  |  |  | RN-000857 | [6 empty] | 2023-07-25 | 2 - Normal | 3 - Fair | 2 - Medium |  | 2 - Normal | Statutory | Preventive | High |  |  | 12y0M
1660 | Royal North Shore Hospital | RN29 - Health Information Services | Level 2 | RN29.02.022 | \Locations\Royal North Shore Hospital\RN29 - Health Information Services\Level 2 | \Geography\Oceania\Australia\New South Wales\Sydney Northern\Willoughby\St Leonards | \Organizations\101-NSW Health\8899-NSLHD | RN-000849 | Air Conditioner - Split System Indoor Unit | Air Conditioner - Split System Indoor Unit - RN29.02.022 | \Classifications\Specification Class\Building Equipment\HVAC\Terminal & Package Units\Package Units\Split Systems | Mechanical, Air Conditioning Unit | ME-ACU | \Classifications\Specification Class\VBIS\ME - Mechanical\ME-ACU - Air Conditioning Unit |  | HITACHI | RAS-25YHA3 |  | 2188 | RN-000849 | [6 empty] | 2023-07-25 | 2 - Normal | 3 - Fair | 2 - Medium |  | 2 - Normal | Statutory | Preventive | Medium |  |  | 6y0M
1661 | Royal North Shore Hospital | RN29 - Health Information Services | Level 2 | RN29.02.015 | \Locations\Royal North Shore Hospital\RN29 - Health Information Services\Level 2 | \Geography\Oceania\Australia\New South Wales\Sydney Northern\Willoughby\St Leonards | \Organizations\101-NSW Health\8899-NSLHD | RN-000861 | Emergency Exit Sign | Emergency Exit Sign - RN29.02.015 | \Classifications\Specification Class\Building Equipment\Electrical\Other Electrical Systems\Emergency Light & Power Systems\Emergency Evacuation Lighting | Electrical Lighting, Emergency Lighting, Testing | EL-EL-Te | \Classifications\Specification Class\VBIS\EL - Electrical Lighting\EL-EL - Emergency Lighting\EL-EL-Te - Testing |  | LEGRAND | 24m |  |  | RN-000861 | [6 empty] | 2023-07-25 | 2 - Normal | 2 - Good | 2 - Medium |  | 2 - Normal | Statutory | Preventive | High |  |  | 20y0M
1662 | Royal North Shore Hospital | RN29 - Health Information Services | Level 2 | RN29.02.015 | \Locations\Royal North Shore Hospital\RN29 - Health Information Services\Level 2 | \Geography\Oceania\Australia\New South Wales\Sydney Northern\Willoughby\St Leonards | \Organizations\101-NSW Health\8899-NSLHD | RN-000871 | Air Conditioner - Split System Indoor Unit | Air Conditioner - Split System Indoor Unit - RN29.02.015 | \Classifications\Specification Class\Building Equipment\HVAC\Terminal & Package Units\Package Units\Split Systems | Mechanical, Air Conditioning Unit | ME-ACU | \Classifications\Specification Class\VBIS\ME - Mechanical\ME-ACU - Air Conditioning Unit |  | DAIKIN | FTXF71WVMA |  | E018167 | RN-000871 | [6 empty] | 2023-07-25 | 2 - Normal | 2 - Good | 2 - Medium |  | 2 - Normal | Statutory | Preventive | Medium |  |  | 8y0M
1663 | Royal North Shore Hospital | RN29 - Health Information Services | Level 2 | RN29.02.025 | \Locations\Royal North Shore Hospital\RN29 - Health Information Services\Level 2 | \Geography\Oceania\Australia\New South Wales\Sydney Northern\Willoughby\St Leonards | \Organizations\101-NSW Health\8899-NSLHD | RN-000881 | Smoke Detector | Smoke Detector - RN29.02.025 | \Classifications\Specification Class\Building Equipment\Fire Protection\Fire Alarm Systems\Smoke Detectors | Fire Detection, Fire Detectors, Smoke | FD-FD-Sm | \Classifications\Specification Class\VBIS\FD - Fire Detection\FD-FD - Fire Detectors\FD-FD-Sm - Smoke |  | UNKNOWN |  |  |  | RN-000881 | [6 empty] | 2023-07-25 | 2 - Normal | 2 - Good | 2 - Medium |  | 2 - Normal | Statutory | Preventive | High |  |  | 16y0M
1664 | Royal North Shore Hospital | RN29 - Health Information Services | Level 2 | RN29.02.026 | \Locations\Royal North Shore Hospital\RN29 - Health Information Services\Level 2 | \Geography\Oceania\Australia\New South Wales\Sydney Northern\Willoughby\St Leonards | \Organizations\101-NSW Health\8899-NSLHD | RN-000880 | Smoke Detector | Smoke Detector - RN29.02.026 | \Classifications\Specification Class\Building Equipment\Fire Protection\Fire Alarm Systems\Smoke Detectors | Fire Detection, Fire Detectors, Smoke | FD-FD-Sm | \Classifications\Specification Class\VBIS\FD - Fire Detection\FD-FD - Fire Detectors\FD-FD-Sm - Smoke |  | UNKNOWN |  |  |  | RN-000880 | [6 empty] | 2023-07-25 | 2 - Normal | 3 - Fair | 2 - Medium |  | 2 - Normal | Statutory | Preventive | High |  |  | 12y0M
1665 | Royal North Shore Hospital | RN29 - Health Information Services | Level 2 | RN29.02.026 | \Locations\Royal North Shore Hospital\RN29 - Health Information Services\Level 2 | \Geography\Oceania\Australia\New South Wales\Sydney Northern\Willoughby\St Leonards | \Organizations\101-NSW Health\8899-NSLHD | RN-000879 | Thermal Detector | Thermal Detector - RN29.02.026 | \Classifications\Specification Class\Building Equipment\Fire Protection\Fire Alarm Systems\Thermal Detectors | Fire Detection, Fire Detectors, Heat | FD-FD-He | \Classifications\Specification Class\VBIS\FD - Fire Detection\FD-FD - Fire Detectors\FD-FD-He - Heat |  | UNKNOWN |  |  |  | RN-000879 | [6 empty] | 2023-07-25 | 2 - Normal | 3 - Fair | 2 - Medium |  | 2 - Normal | Statutory | Preventive | High |  |  | 12y0M
1666 | Royal North Shore Hospital | RN29 - Health Information Services | Level 2 | RN29.02.027 | \Locations\Royal North Shore Hospital\RN29 - Health Information Services\Level 2 | \Geography\Oceania\Australia\New South Wales\Sydney Northern\Willoughby\St Leonards | \Organizations\101-NSW Health\8899-NSLHD | RN-000878 | Smoke Detector | Smoke Detector - RN29.02.027 | \Classifications\Specification Class\Building Equipment\Fire Protection\Fire Alarm Systems\Smoke Detectors | Fire Detection, Fire Detectors, Smoke | FD-FD-Sm | \Classifications\Specification Class\VBIS\FD - Fire Detection\FD-FD - Fire Detectors\FD-FD-Sm - Smoke |  | UNKNOWN |  |  |  | RN-000878 | [6 empty] | 2023-07-25 | 2 - Normal | 2 - Good | 2 - Medium |  | 2 - Normal | Statutory | Preventive | High |  |  | 16y0M
1667 | Royal North Shore Hospital | RN29 - Health Information Services | Level 2 | RN29.02.028 | \Locations\Royal North Shore Hospital\RN29 - Health Information Services\Level 2 | \Geography\Oceania\Australia\New South Wales\Sydney Northern\Willoughby\St Leonards | \Organizations\101-NSW Health\8899-NSLHD | RN-000872 | Smoke Detector | Smoke Detector - RN29.02.028 | \Classifications\Specification Class\Building Equipment\Fire Protection\Fire Alarm Systems\Smoke Detectors | Fire Detection, Fire Detectors, Smoke | FD-FD-Sm | \Classifications\Specification Class\VBIS\FD - Fire Detection\FD-FD - Fire Detectors\FD-FD-Sm - Smoke |  | UNKNOWN |  |  |  | RN-000872 | [6 empty] | 2023-07-25 | 2 - Normal | 2 - Good | 2 - Medium |  | 2 - Normal | Statutory | Preventive | High |  |  | 16y0M
1668 | Royal North Shore Hospital | RN29 - Health Information Services | Level 2 | RN29.02.028 | \Locations\Royal North Shore Hospital\RN29 - Health Information Services\Level 2 | \Geography\Oceania\Australia\New South Wales\Sydney Northern\Willoughby\St Leonards | \Organizations\101-NSW Health\8899-NSLHD | RN-000877 | Smoke Detector | Smoke Detector - RN29.02.028 | \Classifications\Specification Class\Building Equipment\Fire Protection\Fire Alarm Systems\Smoke Detectors | Fire Detection, Fire Detectors, Smoke | FD-FD-Sm | \Classifications\Specification Class\VBIS\FD - Fire Detection\FD-FD - Fire Detectors\FD-FD-Sm - Smoke |  | UNKNOWN |  |  |  | RN-000877 | [6 empty] | 2023-07-25 | 2 - Normal | 2 - Good | 2 - Medium |  | 2 - Normal | Statutory | Preventive | High |  |  | 16y0M
1669 | Royal North Shore Hospital | RN29 - Health Information Services | Level 2 | RN29.02.028 | \Locations\Royal North Shore Hospital\RN29 - Health Information Services\Level 2 | \Geography\Oceania\Australia\New South Wales\Sydney Northern\Willoughby\St Leonards | \Organizations\101-NSW Health\8899-NSLHD | RN-000876 | Air Conditioner - Split System Indoor Unit | Air Conditioner - Split System Indoor Unit - RN29.02.028 | \Classifications\Specification Class\Building Equipment\HVAC\Terminal & Package Units\Package Units\Split Systems | Mechanical, Air Conditioning Unit | ME-ACU | \Classifications\Specification Class\VBIS\ME - Mechanical\ME-ACU - Air Conditioning Unit |  | HITACHI | RAS-25YHA3 | DC Inverter |  | RN-000876 | [6 empty] | 2023-07-25 | 2 - Normal | 2 - Good | 2 - Medium |  | 2 - Normal | Statutory | Preventive | Medium |  |  | 8y0M
1670 | Royal North Shore Hospital | RN29 - Health Information Services | Level 2 | RN29.02.015 | \Locations\Royal North Shore Hospital\RN29 - Health Information Services\Level 2 | \Geography\Oceania\Australia\New South Wales\Sydney Northern\Willoughby\St Leonards | \Organizations\101-NSW Health\8899-NSLHD | RN-000873 | Emergency Exit Sign | Emergency Exit Sign - RN29.02.015 | \Classifications\Specification Class\Building Equipment\Electrical\Other Electrical Systems\Emergency Light & Power Systems\Emergency Evacuation Lighting | Electrical Lighting, Emergency Lighting, Testing | EL-EL-Te | \Classifications\Specification Class\VBIS\EL - Electrical Lighting\EL-EL - Emergency Lighting\EL-EL-Te - Testing |  | LAWELL | 24m |  |  | RN-000873 | [6 empty] | 2023-07-25 | 2 - Normal | 2 - Good | 2 - Medium |  | 2 - Normal | Statutory | Preventive | High |  |  | 20y0M
1671 | Royal North Shore Hospital | RN35 - Building 35 | Level 2 | RN35.02.006 | \Locations\Royal North Shore Hospital\RN35 - Building 35\Level 2 | \Geography\Oceania\Australia\New South Wales\Sydney Northern\Willoughby\St Leonards | \Organizations\101-NSW Health\8899-NSLHD | RN-000900 | Emergency Exit Sign | Emergency Exit Sign - RN35.02.006 | \Classifications\Specification Class\Building Equipment\Electrical\Other Electrical Systems\Emergency Light & Power Systems\Emergency Evacuation Lighting | Electrical Lighting, Emergency Lighting, Testing | EL-EL-Te | \Classifications\Specification Class\VBIS\EL - Electrical Lighting\EL-EL - Emergency Lighting\EL-EL-Te - Testing |  | LEGRAND | 24m |  |  | RN-000900 | [6 empty] | 2023-07-25 | 2 - Normal | 3 - Fair | 2 - Medium |  | 2 - Normal | Statutory | Preventive | High |  |  | 15y0M
1672 | Royal North Shore Hospital | RN35 - Building 35 | Level 2 | RN35.02.006 | \Locations\Royal North Shore Hospital\RN35 - Building 35\Level 2 | \Geography\Oceania\Australia\New South Wales\Sydney Northern\Willoughby\St Leonards | \Organizations\101-NSW Health\8899-NSLHD | RN-000899 | Emergency Exit Sign | Emergency Exit Sign - RN35.02.006 | \Classifications\Specification Class\Building Equipment\Electrical\Other Electrical Systems\Emergency Light & Power Systems\Emergency Evacuation Lighting | Electrical Lighting, Emergency Lighting, Testing | EL-EL-Te | \Classifications\Specification Class\VBIS\EL - Electrical Lighting\EL-EL - Emergency Lighting\EL-EL-Te - Testing |  | UNKNOWN | 24m |  |  | RN-000899 | [6 empty] | 2023-07-25 | 2 - Normal | 4 - Poor | 2 - Medium | No exit signage | 2 - Normal | Statutory | Preventive | High |  |  | 5y0M
1673 | Royal North Shore Hospital | RN35 - Building 35 | Level 2 | RN35.02.021 | \Locations\Royal North Shore Hospital\RN35 - Building 35\Level 2 | \Geography\Oceania\Australia\New South Wales\Sydney Northern\Willoughby\St Leonards | \Organizations\101-NSW Health\8899-NSLHD | RN-000891 | Air Conditioner - Split System Indoor Unit | Air Conditioner - Split System Indoor Unit - RN35.02.021 | \Classifications\Specification Class\Building Equipment\HVAC\Terminal & Package Units\Package Units\Split Systems | Mechanical, Air Conditioning Unit | ME-ACU | \Classifications\Specification Class\VBIS\ME - Mechanical\ME-ACU - Air Conditioning Unit |  | DAIKIN | FTXS71KVMA |  | E014285 | RN-000891 | [6 empty] | 2023-07-25 | 2 - Normal | 3 - Fair | 2 - Medium |  | 2 - Normal | Statutory | Preventive | Medium |  |  | 6y0M
1674 | Royal North Shore Hospital | RN35 - Building 35 | Level 2 | RN35.02.021 | \Locations\Royal North Shore Hospital\RN35 - Building 35\Level 2 | \Geography\Oceania\Australia\New South Wales\Sydney Northern\Willoughby\St Leonards | \Organizations\101-NSW Health\8899-NSLHD | RN-000892 | Air Conditioner - Split System Indoor Unit | Air Conditioner - Split System Indoor Unit - RN35.02.021 | \Classifications\Specification Class\Building Equipment\HVAC\Terminal & Package Units\Package Units\Split Systems | Mechanical, Air Conditioning Unit | ME-ACU | \Classifications\Specification Class\VBIS\ME - Mechanical\ME-ACU - Air Conditioning Unit |  | DAIKIN | FTXS71KVMA |  | E014293 | RN-000892 | [6 empty] | 2023-07-25 | 2 - Normal | 3 - Fair | 2 - Medium |  | 2 - Normal | Statutory | Preventive | Medium |  |  | 6y0M
1675 | Royal North Shore Hospital | RN35 - Building 35 | Level 2 | RN35.02.021 | \Locations\Royal North Shore Hospital\RN35 - Building 35\Level 2 | \Geography\Oceania\Australia\New South Wales\Sydney Northern\Willoughby\St Leonards | \Organizations\101-NSW Health\8899-NSLHD | RN-000893 | Smoke Detector | Smoke Detector - RN35.02.021 | \Classifications\Specification Class\Building Equipment\Fire Protection\Fire Alarm Systems\Smoke Detectors | Fire Detection, Fire Detectors, Smoke | FD-FD-Sm | \Classifications\Specification Class\VBIS\FD - Fire Detection\FD-FD - Fire Detectors\FD-FD-Sm - Smoke |  | UNKNOWN |  |  |  | RN-000893 | [6 empty] | 2023-07-25 | 2 - Normal | 2 - Good | 2 - Medium |  | 2 - Normal | Statutory | Preventive | High |  |  | 16y0M | [9 empty] | Not Taggable Surface
1676 | Royal North Shore Hospital | RN35 - Building 35 | Level 2 | RN35.02.021 | \Locations\Royal North Shore Hospital\RN35 - Building 35\Level 2 | \Geography\Oceania\Australia\New South Wales\Sydney Northern\Willoughby\St Leonards | \Organizations\101-NSW Health\8899-NSLHD | RN-000894 | Smoke Detector | Smoke Detector - RN35.02.021 | \Classifications\Specification Class\Building Equipment\Fire Protection\Fire Alarm Systems\Smoke Detectors | Fire Detection, Fire Detectors, Smoke | FD-FD-Sm | \Classifications\Specification Class\VBIS\FD - Fire Detection\FD-FD - Fire Detectors\FD-FD-Sm - Smoke |  | UNKNOWN |  |  |  | RN-000894 | [6 empty] | 2023-07-25 | 2 - Normal | 2 - Good | 2 - Medium |  | 2 - Normal | Statutory | Preventive | High |  |  | 16y0M | [9 empty] | Not Taggable Surface
1677 | Royal North Shore Hospital | RN35 - Building 35 | Level 2 | RN35.02.020 | \Locations\Royal North Shore Hospital\RN35 - Building 35\Level 2 | \Geography\Oceania\Australia\New South Wales\Sydney Northern\Willoughby\St Leonards | \Organizations\101-NSW Health\8899-NSLHD | RN-000895 | Emergency Exit Sign | Emergency Exit Sign - RN35.02.020 | \Classifications\Specification Class\Building Equipment\Electrical\Other Electrical Systems\Emergency Light & Power Systems\Emergency Evacuation Lighting | Electrical Lighting, Emergency Lighting, Testing | EL-EL-Te | \Classifications\Specification Class\VBIS\EL - Electrical Lighting\EL-EL - Emergency Lighting\EL-EL-Te - Testing |  | EKTOR | 24m |  |  | RN-000895 | [6 empty] | 2023-07-25 | 2 - Normal | 2 - Good | 2 - Medium |  | 2 - Normal | Statutory | Preventive | High |  |  | 20y0M
1678 | Royal North Shore Hospital | RN35 - Building 35 | Level 2 | RN35.02.020 | \Locations\Royal North Shore Hospital\RN35 - Building 35\Level 2 | \Geography\Oceania\Australia\New South Wales\Sydney Northern\Willoughby\St Leonards | \Organizations\101-NSW Health\8899-NSLHD | RN-000896 | Emergency Light | Emergency Light - RN35.02.020 | \Classifications\Specification Class\Building Equipment\Electrical\Other Electrical Systems\Emergency Light & Power Systems\Emergency Evacuation Lighting | Electrical Lighting, Emergency Lighting, Testing | EL-EL-Te | \Classifications\Specification Class\VBIS\EL - Electrical Lighting\EL-EL - Emergency Lighting\EL-EL-Te - Testing |  | UNKNOWN |  |  |  | RN-000896 | [6 empty] | 2023-07-25 | 2 - Normal | 2 - Good | 2 - Medium |  | 2 - Normal | Statutory | Preventive | High |  |  | 20y0M
1679 | Royal North Shore Hospital | RN35 - Building 35 | Level 2 | RN35.02.020 | \Locations\Royal North Shore Hospital\RN35 - Building 35\Level 2 | \Geography\Oceania\Australia\New South Wales\Sydney Northern\Willoughby\St Leonards | \Organizations\101-NSW Health\8899-NSLHD | RN-000907 | Air Conditioner - Split System Indoor Unit | Air Conditioner - Split System Indoor Unit - RN35.02.020 | \Classifications\Specification Class\Building Equipment\HVAC\Terminal & Package Units\Package Units\Split Systems | Mechanical, Air Conditioning Unit | ME-ACU | \Classifications\Specification Class\VBIS\ME - Mechanical\ME-ACU - Air Conditioning Unit |  | DAIKIN | FTXV35UVMA |  | E024032 | RN-000907 | [6 empty] | 2023-07-25 | 2 - Normal | 2 - Good | 2 - Medium |  | 2 - Normal | Statutory | Preventive | Medium |  |  | 8y0M
1680 | Royal North Shore Hospital | RN35 - Building 35 | Level 2 | RN35.02.020 | \Locations\Royal North Shore Hospital\RN35 - Building 35\Level 2 | \Geography\Oceania\Australia\New South Wales\Sydney Northern\Willoughby\St Leonards | \Organizations\101-NSW Health\8899-NSLHD | RN-000906 | Smoke Detector | Smoke Detector - RN35.02.020 | \Classifications\Specification Class\Building Equipment\Fire Protection\Fire Alarm Systems\Smoke Detectors | Fire Detection, Fire Detectors, Smoke | FD-FD-Sm | \Classifications\Specification Class\VBIS\FD - Fire Detection\FD-FD - Fire Detectors\FD-FD-Sm - Smoke |  | UNKNOWN |  |  |  | RN-000906 | [6 empty] | 2023-07-25 | 2 - Normal | 2 - Good | 2 - Medium |  | 2 - Normal | Statutory | Preventive | High |  |  | 16y0M
1681 | Royal North Shore Hospital | RN35 - Building 35 | Level 2 | RN35.02.020 | \Locations\Royal North Shore Hospital\RN35 - Building 35\Level 2 | \Geography\Oceania\Australia\New South Wales\Sydney Northern\Willoughby\St Leonards | \Organizations\101-NSW Health\8899-NSLHD | RN-000905 | Emergency Exit Sign | Emergency Exit Sign - RN35.02.020 | \Classifications\Specification Class\Building Equipment\Electrical\Other Electrical Systems\Emergency Light & Power Systems\Emergency Evacuation Lighting | Electrical Lighting, Emergency Lighting, Testing | EL-EL-Te | \Classifications\Specification Class\VBIS\EL - Electrical Lighting\EL-EL - Emergency Lighting\EL-EL-Te - Testing |  | EKTOR | 24m |  |  | RN-000905 | [6 empty] | 2023-07-25 | 2 - Normal | 3 - Fair | 2 - Medium |  | 2 - Normal | Statutory | Preventive | High |  |  | 15y0M
1682 | Royal North Shore Hospital | RN35 - Building 35 | Level 2 | RN35.02.020 | \Locations\Royal North Shore Hospital\RN35 - Building 35\Level 2 | \Geography\Oceania\Australia\New South Wales\Sydney Northern\Willoughby\St Leonards | \Organizations\101-NSW Health\8899-NSLHD | RN-000904 | Emergency Light | Emergency Light - RN35.02.020 | \Classifications\Specification Class\Building Equipment\Electrical\Other Electrical Systems\Emergency Light & Power Systems\Emergency Evacuation Lighting | Electrical Lighting, Emergency Lighting, Testing | EL-EL-Te | \Classifications\Specification Class\VBIS\EL - Electrical Lighting\EL-EL - Emergency Lighting\EL-EL-Te - Testing |  | UNKNOWN |  |  |  | RN-000904 | [6 empty] | 2023-07-25 | 2 - Normal | 2 - Good | 2 - Medium |  | 2 - Normal | Statutory | Preventive | High |  |  | 20y0M
1683 | Royal North Shore Hospital | RN35 - Building 35 | Level 2 | RN35.02.020 | \Locations\Royal North Shore Hospital\RN35 - Building 35\Level 2 | \Geography\Oceania\Australia\New South Wales\Sydney Northern\Willoughby\St Leonards | \Organizations\101-NSW Health\8899-NSLHD | RN-000897 | Smoke Detector | Smoke Detector - RN35.02.020 | \Classifications\Specification Class\Building Equipment\Fire Protection\Fire Alarm Systems\Smoke Detectors | Fire Detection, Fire Detectors, Smoke | FD-FD-Sm | \Classifications\Specification Class\VBIS\FD - Fire Detection\FD-FD - Fire Detectors\FD-FD-Sm - Smoke |  | UNKNOWN |  |  |  | RN-000897 | [6 empty] | 2023-07-25 | 2 - Normal | 2 - Good | 2 - Medium |  | 2 - Normal | Statutory | Preventive | High |  |  | 16y0M
1684 | Royal North Shore Hospital | RN35 - Building 35 | Level 2 | RN35.02.020 | \Locations\Royal North Shore Hospital\RN35 - Building 35\Level 2 | \Geography\Oceania\Australia\New South Wales\Sydney Northern\Willoughby\St Leonards | \Organizations\101-NSW Health\8899-NSLHD | RN-000898 | Smoke Detector | Smoke Detector - RN35.02.020 | \Classifications\Specification Class\Building Equipment\Fire Protection\Fire Alarm Systems\Smoke Detectors | Fire Detection, Fire Detectors, Smoke | FD-FD-Sm | \Classifications\Specification Class\VBIS\FD - Fire Detection\FD-FD - Fire Detectors\FD-FD-Sm - Smoke |  | UNKNOWN |  |  |  | RN-000898 | [6 empty] | 2023-07-25 | 2 - Normal | 2 - Good | 2 - Medium |  | 2 - Normal | Statutory | Preventive | High |  |  | 16y0M
1685 | Royal North Shore Hospital | RN35 - Building 35 | Level 2 | RN35.02.020 | \Locations\Royal North Shore Hospital\RN35 - Building 35\Level 2 | \Geography\Oceania\Australia\New South Wales\Sydney Northern\Willoughby\St Leonards | \Organizations\101-NSW Health\8899-NSLHD | RN-000903 | Emergency Light | Emergency Light - RN35.02.020 | \Classifications\Specification Class\Building Equipment\Electrical\Other Electrical Systems\Emergency Light & Power Systems\Emergency Evacuation Lighting | Electrical Lighting, Emergency Lighting, Testing | EL-EL-Te | \Classifications\Specification Class\VBIS\EL - Electrical Lighting\EL-EL - Emergency Lighting\EL-EL-Te - Testing |  | UNKNOWN |  |  |  | RN-000903 | [6 empty] | 2023-07-25 | 2 - Normal | 2 - Good | 2 - Medium |  | 2 - Normal | Statutory | Preventive | High |  |  | 20y0M
1686 | Royal North Shore Hospital | RN35 - Building 35 | Level 2 | RN35.02.010 | \Locations\Royal North Shore Hospital\RN35 - Building 35\Level 2 | \Geography\Oceania\Australia\New South Wales\Sydney Northern\Willoughby\St Leonards | \Organizations\101-NSW Health\8899-NSLHD | RN-000926 | Smoke Detector | Smoke Detector - RN35.02.010 | \Classifications\Specification Class\Building Equipment\Fire Protection\Fire Alarm Systems\Smoke Detectors | Fire Detection, Fire Detectors, Smoke | FD-FD-Sm | \Classifications\Specification Class\VBIS\FD - Fire Detection\FD-FD - Fire Detectors\FD-FD-Sm - Smoke |  | UNKNOWN |  |  |  | RN-000926 | [6 empty] | 2023-07-25 | 2 - Normal | 2 - Good | 2 - Medium |  | 2 - Normal | Statutory | Preventive | High |  |  | 16y0M
1687 | Royal North Shore Hospital | RN35 - Building 35 | Level 2 | RN35.02.010 | \Locations\Royal North Shore Hospital\RN35 - Building 35\Level 2 | \Geography\Oceania\Australia\New South Wales\Sydney Northern\Willoughby\St Leonards | \Organizations\101-NSW Health\8899-NSLHD | RN-000927 | Air Conditioner - Split System Indoor Unit | Air Conditioner - Split System Indoor Unit - RN35.02.010 | \Classifications\Specification Class\Building Equipment\HVAC\Terminal & Package Units\Package Units\Split Systems | Mechanical, Air Conditioning Unit | ME-ACU | \Classifications\Specification Class\VBIS\ME - Mechanical\ME-ACU - Air Conditioning Unit |  | DAIKIN | FTXV35UVMA |  | E023997 | RN-000927 | [6 empty] | 2023-07-25 | 2 - Normal | 2 - Good | 2 - Medium |  | 2 - Normal | Statutory | Preventive | Medium |  |  | 8y0M
1688 | Royal North Shore Hospital | RN35 - Building 35 | Level 2 | RN35.02.011 | \Locations\Royal North Shore Hospital\RN35 - Building 35\Level 2 | \Geography\Oceania\Australia\New South Wales\Sydney Northern\Willoughby\St Leonards | \Organizations\101-NSW Health\8899-NSLHD | RN-000928 | Smoke Detector | Smoke Detector - RN35.02.011 | \Classifications\Specification Class\Building Equipment\Fire Protection\Fire Alarm Systems\Smoke Detectors | Fire Detection, Fire Detectors, Smoke | FD-FD-Sm | \Classifications\Specification Class\VBIS\FD - Fire Detection\FD-FD - Fire Detectors\FD-FD-Sm - Smoke |  | UNKNOWN |  |  |  | RN-000928 | [6 empty] | 2023-07-25 | 2 - Normal | 2 - Good | 2 - Medium |  | 2 - Normal | Statutory | Preventive | High |  |  | 16y0M
1689 | Royal North Shore Hospital | RN35 - Building 35 | Level 2 | RN35.02.011 | \Locations\Royal North Shore Hospital\RN35 - Building 35\Level 2 | \Geography\Oceania\Australia\New South Wales\Sydney Northern\Willoughby\St Leonards | \Organizations\101-NSW Health\8899-NSLHD | RN-000929 | Air Conditioner - Split System Indoor Unit | Air Conditioner - Split System Indoor Unit - RN35.02.011 | \Classifications\Specification Class\Building Equipment\HVAC\Terminal & Package Units\Package Units\Split Systems | Mechanical, Air Conditioning Unit | ME-ACU | \Classifications\Specification Class\VBIS\ME - Mechanical\ME-ACU - Air Conditioning Unit |  | DAIKIN | FTXV35UVMA |  | E023102 | RN-000929 | [6 empty] | 2023-07-25 | 2 - Normal | 2 - Good | 2 - Medium |  | 2 - Normal | Statutory | Preventive | Medium |  |  | 8y0M
1690 | Royal North Shore Hospital | RN35 - Building 35 | Level 2 | RN35.02.012 | \Locations\Royal North Shore Hospital\RN35 - Building 35\Level 2 | \Geography\Oceania\Australia\New South Wales\Sydney Northern\Willoughby\St Leonards | \Organizations\101-NSW Health\8899-NSLHD | RN-000945 | Smoke Detector | Smoke Detector - RN35.02.012 | \Classifications\Specification Class\Building Equipment\Fire Protection\Fire Alarm Systems\Smoke Detectors | Fire Detection, Fire Detectors, Smoke | FD-FD-Sm | \Classifications\Specification Class\VBIS\FD - Fire Detection\FD-FD - Fire Detectors\FD-FD-Sm - Smoke |  | UNKNOWN |  |  |  | RN-000945 | [6 empty] | 2023-07-25 | 2 - Normal | 2 - Good | 2 - Medium |  | 2 - Normal | Statutory | Preventive | High |  |  | 16y0M
1691 | Royal North Shore Hospital | RN35 - Building 35 | Level 2 | RN35.02.012 | \Locations\Royal North Shore Hospital\RN35 - Building 35\Level 2 | \Geography\Oceania\Australia\New South Wales\Sydney Northern\Willoughby\St Leonards | \Organizations\101-NSW Health\8899-NSLHD | RN-000944 | Air Conditioner - Split System Indoor Unit | Air Conditioner - Split System Indoor Unit - RN35.02.012 | \Classifications\Specification Class\Building Equipment\HVAC\Terminal & Package Units\Package Units\Split Systems | Mechanical, Air Conditioning Unit | ME-ACU | \Classifications\Specification Class\VBIS\ME - Mechanical\ME-ACU - Air Conditioning Unit |  | MITSUBISHI HEAVY INDUSTRIES | DXK09ZSA-W |  | 939410785BE | RN-000944 |  |  |  |  | 2019-01-01 |  | 2023-07-25 | 2 - Normal | 2 - Good | 2 - Medium |  | 2 - Normal | Statutory | Preventive | Medium |  |  | 5y4M
1692 | Royal North Shore Hospital | RN35 - Building 35 | Level 2 | RN35.02.013 | \Locations\Royal North Shore Hospital\RN35 - Building 35\Level 2 | \Geography\Oceania\Australia\New South Wales\Sydney Northern\Willoughby\St Leonards | \Organizations\101-NSW Health\8899-NSLHD | RN-000943 | Smoke Detector | Smoke Detector - RN35.02.013 | \Classifications\Specification Class\Building Equipment\Fire Protection\Fire Alarm Systems\Smoke Detectors | Fire Detection, Fire Detectors, Smoke | FD-FD-Sm | \Classifications\Specification Class\VBIS\FD - Fire Detection\FD-FD - Fire Detectors\FD-FD-Sm - Smoke |  | UNKNOWN |  |  |  | RN-000943 | [6 empty] | 2023-07-25 | 2 - Normal | 2 - Good | 2 - Medium |  | 2 - Normal | Statutory | Preventive | High |  |  | 16y0M
1693 | Royal North Shore Hospital | RN35 - Building 35 | Level 2 | RN35.02.013 | \Locations\Royal North Shore Hospital\RN35 - Building 35\Level 2 | \Geography\Oceania\Australia\New South Wales\Sydney Northern\Willoughby\St Leonards | \Organizations\101-NSW Health\8899-NSLHD | RN-000942 | Air Conditioner - Split System Indoor Unit | Air Conditioner - Split System Indoor Unit - RN35.02.013 | \Classifications\Specification Class\Building Equipment\HVAC\Terminal & Package Units\Package Units\Split Systems | Mechanical, Air Conditioning Unit | ME-ACU | \Classifications\Specification Class\VBIS\ME - Mechanical\ME-ACU - Air Conditioning Unit |  | HITACHI | RAS-E25YHAB |  | 4393 | RN-000942 | [6 empty] | 2023-07-25 | 2 - Normal | 2 - Good | 2 - Medium |  | 2 - Normal | Statutory | Preventive | Medium |  |  | 8y0M
1694 | Royal North Shore Hospital | RN35 - Building 35 | Level 2 | RN35.02.014 | \Locations\Royal North Shore Hospital\RN35 - Building 35\Level 2 | \Geography\Oceania\Australia\New South Wales\Sydney Northern\Willoughby\St Leonards | \Organizations\101-NSW Health\8899-NSLHD | RN-000941 | Smoke Detector | Smoke Detector - RN35.02.014 | \Classifications\Specification Class\Building Equipment\Fire Protection\Fire Alarm Systems\Smoke Detectors | Fire Detection, Fire Detectors, Smoke | FD-FD-Sm | \Classifications\Specification Class\VBIS\FD - Fire Detection\FD-FD - Fire Detectors\FD-FD-Sm - Smoke |  | UNKNOWN |  |  |  | RN-000941 | [6 empty] | 2023-07-25 | 2 - Normal | 2 - Good | 2 - Medium |  | 2 - Normal | Statutory | Preventive | High |  |  | 16y0M
1695 | Royal North Shore Hospital | RN35 - Building 35 | Level 2 | RN35.02.014 | \Locations\Royal North Shore Hospital\RN35 - Building 35\Level 2 | \Geography\Oceania\Australia\New South Wales\Sydney Northern\Willoughby\St Leonards | \Organizations\101-NSW Health\8899-NSLHD | RN-000940 | Air Conditioner - Split System Indoor Unit | Air Conditioner - Split System Indoor Unit - RN35.02.014 | \Classifications\Specification Class\Building Equipment\HVAC\Terminal & Package Units\Package Units\Split Systems | Mechanical, Air Conditioning Unit | ME-ACU | \Classifications\Specification Class\VBIS\ME - Mechanical\ME-ACU - Air Conditioning Unit |  | DAIKIN | FTXS25KVMA |  | E095606 | RN-000940 | [6 empty] | 2023-07-25 | 2 - Normal | 3 - Fair | 2 - Medium |  | 2 - Normal | Statutory | Preventive | Medium |  |  | 6y0M
1696 | Royal North Shore Hospital | RN35 - Building 35 | Level 2 | RN35.02.015 | \Locations\Royal North Shore Hospital\RN35 - Building 35\Level 2 | \Geography\Oceania\Australia\New South Wales\Sydney Northern\Willoughby\St Leonards | \Organizations\101-NSW Health\8899-NSLHD | RN-000939 | Smoke Detector | Smoke Detector - RN35.02.015 | \Classifications\Specification Class\Building Equipment\Fire Protection\Fire Alarm Systems\Smoke Detectors | Fire Detection, Fire Detectors, Smoke | FD-FD-Sm | \Classifications\Specification Class\VBIS\FD - Fire Detection\FD-FD - Fire Detectors\FD-FD-Sm - Smoke |  | UNKNOWN |  |  |  | RN-000939 | [6 empty] | 2023-07-25 | 2 - Normal | 2 - Good | 2 - Medium |  | 2 - Normal | Statutory | Preventive | High |  |  | 16y0M
1697 | Royal North Shore Hospital | RN35 - Building 35 | Level 2 | RN35.02.015 | \Locations\Royal North Shore Hospital\RN35 - Building 35\Level 2 | \Geography\Oceania\Australia\New South Wales\Sydney Northern\Willoughby\St Leonards | \Organizations\101-NSW Health\8899-NSLHD | RN-000938 | Air Conditioner - Split System Indoor Unit | Air Conditioner - Split System Indoor Unit - RN35.02.015 | \Classifications\Specification Class\Building Equipment\HVAC\Terminal & Package Units\Package Units\Split Systems | Mechanical, Air Conditioning Unit | ME-ACU | \Classifications\Specification Class\VBIS\ME - Mechanical\ME-ACU - Air Conditioning Unit |  | DAIKIN | FTXS25KVMA |  | E096408 | RN-000938 | [6 empty] | 2023-07-25 | 2 - Normal | 2 - Good | 2 - Medium |  | 2 - Normal | Statutory | Preventive | Medium |  |  | 8y0M
1698 | Royal North Shore Hospital | RN35 - Building 35 | Level 2 | RN35.02.016 | \Locations\Royal North Shore Hospital\RN35 - Building 35\Level 2 | \Geography\Oceania\Australia\New South Wales\Sydney Northern\Willoughby\St Leonards | \Organizations\101-NSW Health\8899-NSLHD | RN-000937 | Smoke Detector | Smoke Detector - RN35.02.016 | \Classifications\Specification Class\Building Equipment\Fire Protection\Fire Alarm Systems\Smoke Detectors | Fire Detection, Fire Detectors, Smoke | FD-FD-Sm | \Classifications\Specification Class\VBIS\FD - Fire Detection\FD-FD - Fire Detectors\FD-FD-Sm - Smoke |  | UNKNOWN |  |  |  | RN-000937 | [6 empty] | 2023-07-25 | 2 - Normal | 2 - Good | 2 - Medium |  | 2 - Normal | Statutory | Preventive | High |  |  | 16y0M
1699 | Royal North Shore Hospital | RN35 - Building 35 | Level 2 | RN35.02.017 | \Locations\Royal North Shore Hospital\RN35 - Building 35\Level 2 | \Geography\Oceania\Australia\New South Wales\Sydney Northern\Willoughby\St Leonards | \Organizations\101-NSW Health\8899-NSLHD | RN-000936 | Smoke Detector | Smoke Detector - RN35.02.017 | \Classifications\Specification Class\Building Equipment\Fire Protection\Fire Alarm Systems\Smoke Detectors | Fire Detection, Fire Detectors, Smoke | FD-FD-Sm | \Classifications\Specification Class\VBIS\FD - Fire Detection\FD-FD - Fire Detectors\FD-FD-Sm - Smoke |  | UNKNOWN |  |  |  | RN-000936 | [6 empty] | 2023-07-25 | 2 - Normal | 2 - Good | 2 - Medium |  | 2 - Normal | Statutory | Preventive | High |  |  | 16y0M
1700 | Royal North Shore Hospital | RN35 - Building 35 | Level 2 | RN35.02.018 | \Locations\Royal North Shore Hospital\RN35 - Building 35\Level 2 | \Geography\Oceania\Australia\New South Wales\Sydney Northern\Willoughby\St Leonards | \Organizations\101-NSW Health\8899-NSLHD | RN-000935 | Smoke Detector | Smoke Detector - RN35.02.018 | \Classifications\Specification Class\Building Equipment\Fire Protection\Fire Alarm Systems\Smoke Detectors | Fire Detection, Fire Detectors, Smoke | FD-FD-Sm | \Classifications\Specification Class\VBIS\FD - Fire Detection\FD-FD - Fire Detectors\FD-FD-Sm - Smoke |  | UNKNOWN |  |  |  | RN-000935 | [6 empty] | 2023-07-25 | 2 - Normal | 2 - Good | 2 - Medium |  | 2 - Normal | Statutory | Preventive | High |  |  | 16y0M
1701 | Royal North Shore Hospital | RN35 - Building 35 | Level 2 | RN35.02.009 | \Locations\Royal North Shore Hospital\RN35 - Building 35\Level 2 | \Geography\Oceania\Australia\New South Wales\Sydney Northern\Willoughby\St Leonards | \Organizations\101-NSW Health\8899-NSLHD | RN-000934 | Smoke Detector | Smoke Detector - RN35.02.009 | \Classifications\Specification Class\Building Equipment\Fire Protection\Fire Alarm Systems\Smoke Detectors | Fire Detection, Fire Detectors, Smoke | FD-FD-Sm | \Classifications\Specification Class\VBIS\FD - Fire Detection\FD-FD - Fire Detectors\FD-FD-Sm - Smoke |  | UNKNOWN |  |  |  | RN-000934 | [6 empty] | 2023-07-25 | 2 - Normal | 2 - Good | 2 - Medium |  | 2 - Normal | Statutory | Preventive | High |  |  | 16y0M
1702 | Royal North Shore Hospital | RN35 - Building 35 | Level 2 | RN35.02.009 | \Locations\Royal North Shore Hospital\RN35 - Building 35\Level 2 | \Geography\Oceania\Australia\New South Wales\Sydney Northern\Willoughby\St Leonards | \Organizations\101-NSW Health\8899-NSLHD | RN-000933 | Toilet Exhaust Fan | Toilet Exhaust Fan - RN35.02.009 | \Classifications\Specification Class\Building Equipment\HVAC\Distribution Systems\Exhaust Ventilation\Toilet Exhaust Fans | Mechanical, Fans | ME-Fa | \Classifications\Specification Class\VBIS\ME - Mechanical\ME-Fa - Fans |  | AIRFLOW |  |  |  | RN-000933 | [6 empty] | 2023-07-25 | 2 - Normal | 2 - Good | 2 - Medium |  | 2 - Normal | Non-Statutory | Preventive | Medium |  |  | 8y0M
1703 | Royal North Shore Hospital | RN35 - Building 35 | Level 2 | RN35.02.008 | \Locations\Royal North Shore Hospital\RN35 - Building 35\Level 2 | \Geography\Oceania\Australia\New South Wales\Sydney Northern\Willoughby\St Leonards | \Organizations\101-NSW Health\8899-NSLHD | RN-000932 | Smoke Detector | Smoke Detector - RN35.02.008 | \Classifications\Specification Class\Building Equipment\Fire Protection\Fire Alarm Systems\Smoke Detectors | Fire Detection, Fire Detectors, Smoke | FD-FD-Sm | \Classifications\Specification Class\VBIS\FD - Fire Detection\FD-FD - Fire Detectors\FD-FD-Sm - Smoke |  | UNKNOWN |  |  |  | RN-000932 | [6 empty] | 2023-07-25 | 2 - Normal | 2 - Good | 2 - Medium |  | 2 - Normal | Statutory | Preventive | High |  |  | 16y0M
1704 | Royal North Shore Hospital | RN35 - Building 35 | Level 2 | RN35.02.008 | \Locations\Royal North Shore Hospital\RN35 - Building 35\Level 2 | \Geography\Oceania\Australia\New South Wales\Sydney Northern\Willoughby\St Leonards | \Organizations\101-NSW Health\8899-NSLHD | RN-000931 | Toilet Exhaust Fan | Toilet Exhaust Fan - RN35.02.008 | \Classifications\Specification Class\Building Equipment\HVAC\Distribution Systems\Exhaust Ventilation\Toilet Exhaust Fans | Mechanical, Fans | ME-Fa | \Classifications\Specification Class\VBIS\ME - Mechanical\ME-Fa - Fans |  | AIRFLOW |  |  |  | RN-000931 | [6 empty] | 2023-07-25 | 2 - Normal | 2 - Good | 2 - Medium |  | 2 - Normal | Non-Statutory | Preventive | Medium |  |  | 8y0M
1705 | Royal North Shore Hospital | RN35 - Building 35 | Level 2 | RN35.02.022 | \Locations\Royal North Shore Hospital\RN35 - Building 35\Level 2 | \Geography\Oceania\Australia\New South Wales\Sydney Northern\Willoughby\St Leonards | \Organizations\101-NSW Health\8899-NSLHD | RN-000930 | Smoke Detector | Smoke Detector - RN35.02.022 | \Classifications\Specification Class\Building Equipment\Fire Protection\Fire Alarm Systems\Smoke Detectors | Fire Detection, Fire Detectors, Smoke | FD-FD-Sm | \Classifications\Specification Class\VBIS\FD - Fire Detection\FD-FD - Fire Detectors\FD-FD-Sm - Smoke |  | UNKNOWN |  |  |  | RN-000930 | [6 empty] | 2023-07-25 | 2 - Normal | 2 - Good | 2 - Medium |  | 2 - Normal | Statutory | Preventive | High |  |  | 16y0M | [9 empty] | Not Taggable Surface
1706 | Royal North Shore Hospital | RN35 - Building 35 | Level 2 | RN35.02.022 | \Locations\Royal North Shore Hospital\RN35 - Building 35\Level 2 | \Geography\Oceania\Australia\New South Wales\Sydney Northern\Willoughby\St Leonards | \Organizations\101-NSW Health\8899-NSLHD | RN-000946 | Air Conditioner - Split System Indoor Unit | Air Conditioner - Split System Indoor Unit - RN35.02.022 | \Classifications\Specification Class\Building Equipment\HVAC\Terminal & Package Units\Package Units\Split Systems | Mechanical, Air Conditioning Unit | ME-ACU | \Classifications\Specification Class\VBIS\ME - Mechanical\ME-ACU - Air Conditioning Unit |  | DAIKIN |  |  |  | RN-000946 | [6 empty] | 2023-07-25 | 2 - Normal | 3 - Fair | 2 - Medium |  | 2 - Normal | Statutory | Preventive | Medium |  |  | 6y0M | [9 empty] | Manufacturer details not reachable
1707 | Royal North Shore Hospital | RN35 - Building 35 | Level 2 | RN35.02.005 | \Locations\Royal North Shore Hospital\RN35 - Building 35\Level 2 | \Geography\Oceania\Australia\New South Wales\Sydney Northern\Willoughby\St Leonards | \Organizations\101-NSW Health\8899-NSLHD | RN-000947 | Smoke Detector | Smoke Detector - RN35.02.005 | \Classifications\Specification Class\Building Equipment\Fire Protection\Fire Alarm Systems\Smoke Detectors | Fire Detection, Fire Detectors, Smoke | FD-FD-Sm | \Classifications\Specification Class\VBIS\FD - Fire Detection\FD-FD - Fire Detectors\FD-FD-Sm - Smoke |  | UNKNOWN |  |  |  | RN-000947 | [6 empty] | 2023-07-25 | 2 - Normal | 2 - Good | 2 - Medium |  | 2 - Normal | Statutory | Preventive | High |  |  | 16y0M
1708 | Royal North Shore Hospital | RN35 - Building 35 | Level 2 | RN35.02.005 | \Locations\Royal North Shore Hospital\RN35 - Building 35\Level 2 | \Geography\Oceania\Australia\New South Wales\Sydney Northern\Willoughby\St Leonards | \Organizations\101-NSW Health\8899-NSLHD | RN-000948 | Air Conditioner - Split System Indoor Unit | Air Conditioner - Split System Indoor Unit - RN35.02.005 | \Classifications\Specification Class\Building Equipment\HVAC\Terminal & Package Units\Package Units\Split Systems | Mechanical, Air Conditioning Unit | ME-ACU | \Classifications\Specification Class\VBIS\ME - Mechanical\ME-ACU - Air Conditioning Unit |  | HITACHI | RAS-35YHA4 |  |  | RN-000948 | [6 empty] | 2023-07-25 | 2 - Normal | 3 - Fair | 2 - Medium |  | 2 - Normal | Statutory | Preventive | Medium |  |  | 6y0M
1709 | Royal North Shore Hospital | RN35 - Building 35 | Level 2 | RN35.02.004 | \Locations\Royal North Shore Hospital\RN35 - Building 35\Level 2 | \Geography\Oceania\Australia\New South Wales\Sydney Northern\Willoughby\St Leonards | \Organizations\101-NSW Health\8899-NSLHD | RN-000949 | Smoke Detector | Smoke Detector - RN35.02.004 | \Classifications\Specification Class\Building Equipment\Fire Protection\Fire Alarm Systems\Smoke Detectors | Fire Detection, Fire Detectors, Smoke | FD-FD-Sm | \Classifications\Specification Class\VBIS\FD - Fire Detection\FD-FD - Fire Detectors\FD-FD-Sm - Smoke |  | UNKNOWN |  |  |  | RN-000949 | [6 empty] | 2023-07-25 | 2 - Normal | 2 - Good | 2 - Medium |  | 2 - Normal | Statutory | Preventive | High |  |  | 16y0M
1710 | Royal North Shore Hospital | RN35 - Building 35 | Level 2 | RN35.02.004 | \Locations\Royal North Shore Hospital\RN35 - Building 35\Level 2 | \Geography\Oceania\Australia\New South Wales\Sydney Northern\Willoughby\St Leonards | \Organizations\101-NSW Health\8899-NSLHD | RN-000950 | Air Conditioner - Split System Indoor Unit | Air Conditioner - Split System Indoor Unit - RN35.02.004 | \Classifications\Specification Class\Building Equipment\HVAC\Terminal & Package Units\Package Units\Split Systems | Mechanical, Air Conditioning Unit | ME-ACU | \Classifications\Specification Class\VBIS\ME - Mechanical\ME-ACU - Air Conditioning Unit |  | DAIKIN | FTXS25KVMA |  | E010226 | RN-000950 | [6 empty] | 2023-07-25 | 2 - Normal | 3 - Fair | 2 - Medium |  | 2 - Normal | Statutory | Preventive | Medium |  |  | 6y0M
1711 | Royal North Shore Hospital | RN35 - Building 35 | Level 2 | RN35.02.002 | \Locations\Royal North Shore Hospital\RN35 - Building 35\Level 2 | \Geography\Oceania\Australia\New South Wales\Sydney Northern\Willoughby\St Leonards | \Organizations\101-NSW Health\8899-NSLHD | RN-000960 | Air Conditioner - Split System Indoor Unit | Air Conditioner - Split System Indoor Unit - RN35.02.002 | \Classifications\Specification Class\Building Equipment\HVAC\Terminal & Package Units\Package Units\Split Systems | Mechanical, Air Conditioning Unit | ME-ACU | \Classifications\Specification Class\VBIS\ME - Mechanical\ME-ACU - Air Conditioning Unit |  | HITACHI |  |  |  | RN-000960 | [6 empty] | 2023-07-25 | 2 - Normal | 3 - Fair | 2 - Medium |  | 2 - Normal | Statutory | Preventive | Medium |  |  | 6y0M | [9 empty] | Manufacturer details not reachable
1712 | Royal North Shore Hospital | RN35 - Building 35 | Level 2 | RN35.02.001 | \Locations\Royal North Shore Hospital\RN35 - Building 35\Level 2\RN35.02.001 Stairs | \Geography\Oceania\Australia\New South Wales\Sydney Northern\Willoughby\St Leonards | \Organizations\101-NSW Health\8899-NSLHD | RN-000952 | Smoke Detector | Smoke Detector - RN35.02.001 | \Classifications\Specification Class\Building Equipment\Fire Protection\Fire Alarm Systems\Smoke Detectors | Fire Detection, Fire Detectors, Smoke | FD-FD-Sm | \Classifications\Specification Class\VBIS\FD - Fire Detection\FD-FD - Fire Detectors\FD-FD-Sm - Smoke |  | UNKNOWN |  |  |  | RN-000952 | [6 empty] | 2023-07-25 | 2 - Normal | 2 - Good | 2 - Medium |  | 2 - Normal | Statutory | Preventive | High |  |  | 16y0M
1713 | Royal North Shore Hospital | RN35 - Building 35 | Level 2 | RN35.02.002 | \Locations\Royal North Shore Hospital\RN35 - Building 35\Level 2 | \Geography\Oceania\Australia\New South Wales\Sydney Northern\Willoughby\St Leonards | \Organizations\101-NSW Health\8899-NSLHD | RN-000951 | Smoke Detector | Smoke Detector - RN35.02.002 | \Classifications\Specification Class\Building Equipment\Fire Protection\Fire Alarm Systems\Smoke Detectors | Fire Detection, Fire Detectors, Smoke | FD-FD-Sm | \Classifications\Specification Class\VBIS\FD - Fire Detection\FD-FD - Fire Detectors\FD-FD-Sm - Smoke |  | UNKNOWN |  |  |  | RN-000951 | [6 empty] | 2023-07-25 | 2 - Normal | 2 - Good | 2 - Medium |  | 2 - Normal | Statutory | Preventive | High |  |  | 16y0M
1714 | Royal North Shore Hospital | RN35 - Building 35 | Level 2 | RN35.02.001 | \Locations\Royal North Shore Hospital\RN35 - Building 35\Level 2\RN35.02.001 Stairs | \Geography\Oceania\Australia\New South Wales\Sydney Northern\Willoughby\St Leonards | \Organizations\101-NSW Health\8899-NSLHD | RN-000953 | Smoke Detector | Smoke Detector - RN35.02.001 | \Classifications\Specification Class\Building Equipment\Fire Protection\Fire Alarm Systems\Smoke Detectors | Fire Detection, Fire Detectors, Smoke | FD-FD-Sm | \Classifications\Specification Class\VBIS\FD - Fire Detection\FD-FD - Fire Detectors\FD-FD-Sm - Smoke |  | UNKNOWN |  |  |  | RN-000953 | [6 empty] | 2023-07-25 | 2 - Normal | 2 - Good | 2 - Medium |  | 2 - Normal | Statutory | Preventive | High |  |  | 16y0M
1715 | Royal North Shore Hospital | RN35 - Building 35 | Level 2 | RN35.02.023 | \Locations\Royal North Shore Hospital\RN35 - Building 35\Level 2 | \Geography\Oceania\Australia\New South Wales\Sydney Northern\Willoughby\St Leonards | \Organizations\101-NSW Health\8899-NSLHD | RN-000954 | Air Conditioner - Split System Indoor Unit | Air Conditioner - Split System Indoor Unit - RN35.02.023 | \Classifications\Specification Class\Building Equipment\HVAC\Terminal & Package Units\Package Units\Split Systems | Mechanical, Air Conditioning Unit | ME-ACU | \Classifications\Specification Class\VBIS\ME - Mechanical\ME-ACU - Air Conditioning Unit |  | PANASONIC | CS-RZ35TKR |  | 4914800528 | RN-000954 |  |  |  |  | 2017-01-01 |  | 2023-07-25 | 2 - Normal | 2 - Good | 2 - Medium |  | 2 - Normal | Statutory | Preventive | Medium |  |  | 3y4M
1716 | Royal North Shore Hospital | RN35 - Building 35 | Level 1 | RN35.01.001 | \Locations\Royal North Shore Hospital\RN35 - Building 35\Level 1\RN35.01.001 Stairs | \Geography\Oceania\Australia\New South Wales\Sydney Northern\Willoughby\St Leonards | \Organizations\101-NSW Health\8899-NSLHD | RN-000955 | Emergency Exit Sign | Emergency Exit Sign - RN35.01.001 | \Classifications\Specification Class\Building Equipment\Electrical\Other Electrical Systems\Emergency Light & Power Systems\Emergency Evacuation Lighting | Electrical Lighting, Emergency Lighting, Testing | EL-EL-Te | \Classifications\Specification Class\VBIS\EL - Electrical Lighting\EL-EL - Emergency Lighting\EL-EL-Te - Testing |  | UNKNOWN | 24m |  |  | RN-000955 | [6 empty] | 2023-07-25 | 2 - Normal | 2 - Good | 2 - Medium |  | 2 - Normal | Statutory | Preventive | High |  |  | 20y0M
1717 | Royal North Shore Hospital | RN35 - Building 35 | Level 1 | RN35.01.001 | \Locations\Royal North Shore Hospital\RN35 - Building 35\Level 1\RN35.01.001 Stairs | \Geography\Oceania\Australia\New South Wales\Sydney Northern\Willoughby\St Leonards | \Organizations\101-NSW Health\8899-NSLHD | RN-000959 | Smoke Detector | Smoke Detector - RN35.01.001 | \Classifications\Specification Class\Building Equipment\Fire Protection\Fire Alarm Systems\Smoke Detectors | Fire Detection, Fire Detectors, Smoke | FD-FD-Sm | \Classifications\Specification Class\VBIS\FD - Fire Detection\FD-FD - Fire Detectors\FD-FD-Sm - Smoke |  | UNKNOWN |  |  |  | RN-000959 | [6 empty] | 2023-07-25 | 2 - Normal | 2 - Good | 2 - Medium |  | 2 - Normal | Statutory | Preventive | High |  |  | 16y0M
1718 | Royal North Shore Hospital | RN35 - Building 35 | Level 1 | RN35.01.002 | \Locations\Royal North Shore Hospital\RN35 - Building 35\Level 1 | \Geography\Oceania\Australia\New South Wales\Sydney Northern\Willoughby\St Leonards | \Organizations\101-NSW Health\8899-NSLHD | RN-000958 | Smoke Detector | Smoke Detector - RN35.01.002 | \Classifications\Specification Class\Building Equipment\Fire Protection\Fire Alarm Systems\Smoke Detectors | Fire Detection, Fire Detectors, Smoke | FD-FD-Sm | \Classifications\Specification Class\VBIS\FD - Fire Detection\FD-FD - Fire Detectors\FD-FD-Sm - Smoke |  | UNKNOWN |  |  |  | RN-000958 | [6 empty] | 2023-07-25 | 2 - Normal | 2 - Good | 2 - Medium |  | 2 - Normal | Statutory | Preventive | High |  |  | 16y0M
1719 | Royal North Shore Hospital | RN35 - Building 35 | Level 1 | RN35.01.002 | \Locations\Royal North Shore Hospital\RN35 - Building 35\Level 1 | \Geography\Oceania\Australia\New South Wales\Sydney Northern\Willoughby\St Leonards | \Organizations\101-NSW Health\8899-NSLHD | RN-000956 | Air Conditioner - Split System Indoor Unit | Air Conditioner - Split System Indoor Unit - RN35.01.002 | \Classifications\Specification Class\Building Equipment\HVAC\Terminal & Package Units\Package Units\Split Systems | Mechanical, Air Conditioning Unit | ME-ACU | \Classifications\Specification Class\VBIS\ME - Mechanical\ME-ACU - Air Conditioning Unit |  | HITACHI | RAS-25YHA3 |  | 2510 | RN-000956 | [6 empty] | 2023-07-25 | 2 - Normal | 2 - Good | 2 - Medium |  | 2 - Normal | Statutory | Preventive | Medium |  |  | 8y0M
1720 | Royal North Shore Hospital | RN35 - Building 35 | Level 1 | RN35.01.021 | \Locations\Royal North Shore Hospital\RN35 - Building 35\Level 1 | \Geography\Oceania\Australia\New South Wales\Sydney Northern\Willoughby\St Leonards | \Organizations\101-NSW Health\8899-NSLHD | RN-000957 | Smoke Detector | Smoke Detector - RN35.01.021 | \Classifications\Specification Class\Building Equipment\Fire Protection\Fire Alarm Systems\Smoke Detectors | Fire Detection, Fire Detectors, Smoke | FD-FD-Sm | \Classifications\Specification Class\VBIS\FD - Fire Detection\FD-FD - Fire Detectors\FD-FD-Sm - Smoke |  | UNKNOWN |  |  |  | RN-000957 | [6 empty] | 2023-07-25 | 2 - Normal | 2 - Good | 2 - Medium |  | 2 - Normal | Statutory | Preventive | High |  |  | 16y0M
1721 | Royal North Shore Hospital | RN35 - Building 35 | Level 1 | RN35.01.021 | \Locations\Royal North Shore Hospital\RN35 - Building 35\Level 1 | \Geography\Oceania\Australia\New South Wales\Sydney Northern\Willoughby\St Leonards | \Organizations\101-NSW Health\8899-NSLHD | RN-000961 | Smoke Detector | Smoke Detector - RN35.01.021 | \Classifications\Specification Class\Building Equipment\Fire Protection\Fire Alarm Systems\Smoke Detectors | Fire Detection, Fire Detectors, Smoke | FD-FD-Sm | \Classifications\Specification Class\VBIS\FD - Fire Detection\FD-FD - Fire Detectors\FD-FD-Sm - Smoke |  | UNKNOWN |  |  |  | RN-000961 | [6 empty] | 2023-07-25 | 2 - Normal | 2 - Good | 2 - Medium |  | 2 - Normal | Statutory | Preventive | High |  |  | 16y0M
1722 | Royal North Shore Hospital | RN35 - Building 35 | Level 1 | RN35.01.021 | \Locations\Royal North Shore Hospital\RN35 - Building 35\Level 1 | \Geography\Oceania\Australia\New South Wales\Sydney Northern\Willoughby\St Leonards | \Organizations\101-NSW Health\8899-NSLHD | RN-000966 | Emergency Light | Emergency Light - RN35.01.021 | \Classifications\Specification Class\Building Equipment\Electrical\Other Electrical Systems\Emergency Light & Power Systems\Emergency Evacuation Lighting | Electrical Lighting, Emergency Lighting, Testing | EL-EL-Te | \Classifications\Specification Class\VBIS\EL - Electrical Lighting\EL-EL - Emergency Lighting\EL-EL-Te - Testing |  | CLEVERTRONICS |  |  |  | RN-000966 | [6 empty] | 2023-07-25 | 2 - Normal | 2 - Good | 2 - Medium |  | 2 - Normal | Statutory | Preventive | High |  |  | 20y0M
1723 | Royal North Shore Hospital | RN35 - Building 35 | Level 1 | RN35.01.021 | \Locations\Royal North Shore Hospital\RN35 - Building 35\Level 1 | \Geography\Oceania\Australia\New South Wales\Sydney Northern\Willoughby\St Leonards | \Organizations\101-NSW Health\8899-NSLHD | RN-000962 | Smoke Detector | Smoke Detector - RN35.01.021 | \Classifications\Specification Class\Building Equipment\Fire Protection\Fire Alarm Systems\Smoke Detectors | Fire Detection, Fire Detectors, Smoke | FD-FD-Sm | \Classifications\Specification Class\VBIS\FD - Fire Detection\FD-FD - Fire Detectors\FD-FD-Sm - Smoke |  | UNKNOWN |  |  |  | RN-000962 | [6 empty] | 2023-07-25 | 2 - Normal | 2 - Good | 2 - Medium |  | 2 - Normal | Statutory | Preventive | High |  |  | 16y0M
1724 | Royal North Shore Hospital | RN35 - Building 35 | Level 1 | RN35.01.021 | \Locations\Royal North Shore Hospital\RN35 - Building 35\Level 1 | \Geography\Oceania\Australia\New South Wales\Sydney Northern\Willoughby\St Leonards | \Organizations\101-NSW Health\8899-NSLHD | RN-000967 | Emergency Light | Emergency Light - RN35.01.021 | \Classifications\Specification Class\Building Equipment\Electrical\Other Electrical Systems\Emergency Light & Power Systems\Emergency Evacuation Lighting | Electrical Lighting, Emergency Lighting, Testing | EL-EL-Te | \Classifications\Specification Class\VBIS\EL - Electrical Lighting\EL-EL - Emergency Lighting\EL-EL-Te - Testing |  | UNKNOWN |  |  |  | RN-000967 | [6 empty] | 2023-07-25 | 2 - Normal | 2 - Good | 2 - Medium |  | 2 - Normal | Statutory | Preventive | High |  |  | 20y0M
1725 | Royal North Shore Hospital | RN35 - Building 35 | Level 1 | RN35.01.021 | \Locations\Royal North Shore Hospital\RN35 - Building 35\Level 1 | \Geography\Oceania\Australia\New South Wales\Sydney Northern\Willoughby\St Leonards | \Organizations\101-NSW Health\8899-NSLHD | RN-000970 | General Exhaust Fan | General Exhaust Fan - RN35.01.021 | \Classifications\Specification Class\Building Equipment\HVAC\Distribution Systems\Exhaust Ventilation\General Exhaust Fans | Mechanical, Fans | ME-Fa | \Classifications\Specification Class\VBIS\ME - Mechanical\ME-Fa - Fans |  | FANTECH | RIL-100 |  |  | RN-000970 | [6 empty] | 2023-07-25 | 2 - Normal | 2 - Good | 2 - Medium |  | 2 - Normal | Non-Statutory | Preventive | Medium |  |  | 8y0M
1726 | Royal North Shore Hospital | RN35 - Building 35 | Level 1 | RN35.01.003 | \Locations\Royal North Shore Hospital\RN35 - Building 35\Level 1 | \Geography\Oceania\Australia\New South Wales\Sydney Northern\Willoughby\St Leonards | \Organizations\101-NSW Health\8899-NSLHD | RN-000963 | Air Conditioner - Split System Indoor Unit | Air Conditioner - Split System Indoor Unit - RN35.01.003 | \Classifications\Specification Class\Building Equipment\HVAC\Terminal & Package Units\Package Units\Split Systems | Mechanical, Air Conditioning Unit | ME-ACU | \Classifications\Specification Class\VBIS\ME - Mechanical\ME-ACU - Air Conditioning Unit |  | MITSUBISHI ELECTRIC | MSZ-GE35VA |  | 9007417 | RN-000963 | [6 empty] | 2023-07-25 | 2 - Normal | 3 - Fair | 2 - Medium |  | 2 - Normal | Statutory | Preventive | Medium |  |  | 6y0M
1727 | Royal North Shore Hospital | RN35 - Building 35 | Level 1 | RN35.01.003 | \Locations\Royal North Shore Hospital\RN35 - Building 35\Level 1 | \Geography\Oceania\Australia\New South Wales\Sydney Northern\Willoughby\St Leonards | \Organizations\101-NSW Health\8899-NSLHD | RN-000968 | Air Conditioner - Split System Indoor Unit | Air Conditioner - Split System Indoor Unit - RN35.01.003 | \Classifications\Specification Class\Building Equipment\HVAC\Terminal & Package Units\Package Units\Split Systems | Mechanical, Air Conditioning Unit | ME-ACU | \Classifications\Specification Class\VBIS\ME - Mechanical\ME-ACU - Air Conditioning Unit |  | DAIKIN | FTYN25DV1A |  | E001494 | RN-000968 | [6 empty] | 2023-07-25 | 2 - Normal | 3 - Fair | 2 - Medium |  | 2 - Normal | Statutory | Preventive | Medium |  |  | 6y0M
1728 | Royal North Shore Hospital | RN35 - Building 35 | Level 1 | RN35.01.003 | \Locations\Royal North Shore Hospital\RN35 - Building 35\Level 1 | \Geography\Oceania\Australia\New South Wales\Sydney Northern\Willoughby\St Leonards | \Organizations\101-NSW Health\8899-NSLHD | RN-000964 | Smoke Detector | Smoke Detector - RN35.01.003 | \Classifications\Specification Class\Building Equipment\Fire Protection\Fire Alarm Systems\Smoke Detectors | Fire Detection, Fire Detectors, Smoke | FD-FD-Sm | \Classifications\Specification Class\VBIS\FD - Fire Detection\FD-FD - Fire Detectors\FD-FD-Sm - Smoke |  | UNKNOWN |  |  |  | RN-000964 | [6 empty] | 2023-07-25 | 2 - Normal | 2 - Good | 2 - Medium |  | 2 - Normal | Statutory | Preventive | High |  |  | 16y0M
1729 | Royal North Shore Hospital | RN35 - Building 35 | Level 1 | RN35.01.003 | \Locations\Royal North Shore Hospital\RN35 - Building 35\Level 1 | \Geography\Oceania\Australia\New South Wales\Sydney Northern\Willoughby\St Leonards | \Organizations\101-NSW Health\8899-NSLHD | RN-000969 | Smoke Detector | Smoke Detector - RN35.01.003 | \Classifications\Specification Class\Building Equipment\Fire Protection\Fire Alarm Systems\Smoke Detectors | Fire Detection, Fire Detectors, Smoke | FD-FD-Sm | \Classifications\Specification Class\VBIS\FD - Fire Detection\FD-FD - Fire Detectors\FD-FD-Sm - Smoke |  | UNKNOWN |  |  |  | RN-000969 | [6 empty] | 2023-07-25 | 2 - Normal | 2 - Good | 2 - Medium |  | 2 - Normal | Statutory | Preventive | High |  |  | 16y0M
1730 | Royal North Shore Hospital | RN35 - Building 35 | Level 1 | RN35.01.004 | \Locations\Royal North Shore Hospital\RN35 - Building 35\Level 1 | \Geography\Oceania\Australia\New South Wales\Sydney Northern\Willoughby\St Leonards | \Organizations\101-NSW Health\8899-NSLHD | RN-000965 | Smoke Detector | Smoke Detector - RN35.01.004 | \Classifications\Specification Class\Building Equipment\Fire Protection\Fire Alarm Systems\Smoke Detectors | Fire Detection, Fire Detectors, Smoke | FD-FD-Sm | \Classifications\Specification Class\VBIS\FD - Fire Detection\FD-FD - Fire Detectors\FD-FD-Sm - Smoke |  | UNKNOWN |  |  |  | RN-000965 | [6 empty] | 2023-07-25 | 2 - Normal | 2 - Good | 2 - Medium |  | 2 - Normal | Statutory | Preventive | High |  |  | 16y0M
1731 | Royal North Shore Hospital | RN35 - Building 35 | Level 1 | RN35.01.004 | \Locations\Royal North Shore Hospital\RN35 - Building 35\Level 1 | \Geography\Oceania\Australia\New South Wales\Sydney Northern\Willoughby\St Leonards | \Organizations\101-NSW Health\8899-NSLHD | RN-000989 | Air Conditioner - Split System Indoor Unit | Air Conditioner - Split System Indoor Unit - RN35.01.004 | \Classifications\Specification Class\Building Equipment\HVAC\Terminal & Package Units\Package Units\Split Systems | Mechanical, Air Conditioning Unit | ME-ACU | \Classifications\Specification Class\VBIS\ME - Mechanical\ME-ACU - Air Conditioning Unit |  | PANASONIC | CS-RZ35TKR |  | 4914800679 | RN-000989 | [6 empty] | 2023-07-25 | 2 - Normal | 2 - Good | 2 - Medium |  | 2 - Normal | Statutory | Preventive | Medium |  |  | 8y0M
1732 | Royal North Shore Hospital | RN35 - Building 35 | Level 1 | RN35.01.004 | \Locations\Royal North Shore Hospital\RN35 - Building 35\Level 1 | \Geography\Oceania\Australia\New South Wales\Sydney Northern\Willoughby\St Leonards | \Organizations\101-NSW Health\8899-NSLHD | RN-001000 | Emergency Exit Sign | Emergency Exit Sign - RN35.01.004 | \Classifications\Specification Class\Building Equipment\Electrical\Other Electrical Systems\Emergency Light & Power Systems\Emergency Evacuation Lighting | Electrical Lighting, Emergency Lighting, Testing | EL-EL-Te | \Classifications\Specification Class\VBIS\EL - Electrical Lighting\EL-EL - Emergency Lighting\EL-EL-Te - Testing |  | UNKNOWN | 24m |  |  | RN-001000 | [6 empty] | 2023-07-25 | 2 - Normal | 2 - Good | 2 - Medium |  | 2 - Normal | Statutory | Preventive | High |  |  | 20y0M
1733 | Royal North Shore Hospital | RN35 - Building 35 | Level 1 | RN35.01.005 | \Locations\Royal North Shore Hospital\RN35 - Building 35\Level 1 | \Geography\Oceania\Australia\New South Wales\Sydney Northern\Willoughby\St Leonards | \Organizations\101-NSW Health\8899-NSLHD | RN-000999 | Smoke Detector | Smoke Detector - RN35.01.005 | \Classifications\Specification Class\Building Equipment\Fire Protection\Fire Alarm Systems\Smoke Detectors | Fire Detection, Fire Detectors, Smoke | FD-FD-Sm | \Classifications\Specification Class\VBIS\FD - Fire Detection\FD-FD - Fire Detectors\FD-FD-Sm - Smoke |  | UNKNOWN |  |  |  | RN-000999 | [6 empty] | 2023-07-25 | 2 - Normal | 2 - Good | 2 - Medium |  | 2 - Normal | Statutory | Preventive | High |  |  | 16y0M
1734 | Royal North Shore Hospital | RN35 - Building 35 | Level 1 | RN35.01.005 | \Locations\Royal North Shore Hospital\RN35 - Building 35\Level 1 | \Geography\Oceania\Australia\New South Wales\Sydney Northern\Willoughby\St Leonards | \Organizations\101-NSW Health\8899-NSLHD | RN-000997 | Emergency Exit Sign | Emergency Exit Sign - RN35.01.005 | \Classifications\Specification Class\Building Equipment\Electrical\Other Electrical Systems\Emergency Light & Power Systems\Emergency Evacuation Lighting | Electrical Lighting, Emergency Lighting, Testing | EL-EL-Te | \Classifications\Specification Class\VBIS\EL - Electrical Lighting\EL-EL - Emergency Lighting\EL-EL-Te - Testing |  | CLEVERTRONICS | 24m |  |  | RN-000997 | [6 empty] | 2023-07-25 | 2 - Normal | 2 - Good | 2 - Medium |  | 2 - Normal | Statutory | Preventive | High |  |  | 20y0M
1735 | Royal North Shore Hospital | RN35 - Building 35 | Level 1 | RN35.01.005 | \Locations\Royal North Shore Hospital\RN35 - Building 35\Level 1 | \Geography\Oceania\Australia\New South Wales\Sydney Northern\Willoughby\St Leonards | \Organizations\101-NSW Health\8899-NSLHD | RN-000998 | Air Conditioner - Split System Indoor Unit | Air Conditioner - Split System Indoor Unit - RN35.01.005 | \Classifications\Specification Class\Building Equipment\HVAC\Terminal & Package Units\Package Units\Split Systems | Mechanical, Air Conditioning Unit | ME-ACU | \Classifications\Specification Class\VBIS\ME - Mechanical\ME-ACU - Air Conditioning Unit |  | PANASONIC | CS-RZ35TKR |  | 4914800687 | RN-000998 | [6 empty] | 2023-07-25 | 2 - Normal | 2 - Good | 2 - Medium |  | 2 - Normal | Statutory | Preventive | Medium |  |  | 8y0M
1736 | Royal North Shore Hospital | RN35 - Building 35 | Level 1 | RN35.01.006 | \Locations\Royal North Shore Hospital\RN35 - Building 35\Level 1 | \Geography\Oceania\Australia\New South Wales\Sydney Northern\Willoughby\St Leonards | \Organizations\101-NSW Health\8899-NSLHD | RN-000990 | Smoke Detector | Smoke Detector - RN35.01.006 | \Classifications\Specification Class\Building Equipment\Fire Protection\Fire Alarm Systems\Smoke Detectors | Fire Detection, Fire Detectors, Smoke | FD-FD-Sm | \Classifications\Specification Class\VBIS\FD - Fire Detection\FD-FD - Fire Detectors\FD-FD-Sm - Smoke |  | UNKNOWN |  |  |  | RN-000990 | [6 empty] | 2023-07-25 | 2 - Normal | 2 - Good | 2 - Medium |  | 2 - Normal | Statutory | Preventive | High |  |  | 16y0M
1737 | Royal North Shore Hospital | RN35 - Building 35 | Level 1 | RN35.01.006 | \Locations\Royal North Shore Hospital\RN35 - Building 35\Level 1 | \Geography\Oceania\Australia\New South Wales\Sydney Northern\Willoughby\St Leonards | \Organizations\101-NSW Health\8899-NSLHD | RN-000996 | Emergency Exit Sign | Emergency Exit Sign - RN35.01.006 | \Classifications\Specification Class\Building Equipment\Electrical\Other Electrical Systems\Emergency Light & Power Systems\Emergency Evacuation Lighting | Electrical Lighting, Emergency Lighting, Testing | EL-EL-Te | \Classifications\Specification Class\VBIS\EL - Electrical Lighting\EL-EL - Emergency Lighting\EL-EL-Te - Testing |  | UNKNOWN | 24m |  |  | RN-000996 | [6 empty] | 2023-07-25 | 2 - Normal | 2 - Good | 2 - Medium |  | 2 - Normal | Statutory | Preventive | High |  |  | 20y0M
1738 | Royal North Shore Hospital | RN35 - Building 35 | Level 1 | RN35.01.006 | \Locations\Royal North Shore Hospital\RN35 - Building 35\Level 1 | \Geography\Oceania\Australia\New South Wales\Sydney Northern\Willoughby\St Leonards | \Organizations\101-NSW Health\8899-NSLHD | RN-000994 | Smoke Detector | Smoke Detector - RN35.01.006 | \Classifications\Specification Class\Building Equipment\Fire Protection\Fire Alarm Systems\Smoke Detectors | Fire Detection, Fire Detectors, Smoke | FD-FD-Sm | \Classifications\Specification Class\VBIS\FD - Fire Detection\FD-FD - Fire Detectors\FD-FD-Sm - Smoke |  | UNKNOWN |  |  |  | RN-000994 | [6 empty] | 2023-07-25 | 2 - Normal | 2 - Good | 2 - Medium |  | 2 - Normal | Statutory | Preventive | High |  |  | 16y0M
1739 | Royal North Shore Hospital | RN35 - Building 35 | Level 1 | RN35.01.006 | \Locations\Royal North Shore Hospital\RN35 - Building 35\Level 1 | \Geography\Oceania\Australia\New South Wales\Sydney Northern\Willoughby\St Leonards | \Organizations\101-NSW Health\8899-NSLHD | RN-000995 | Emergency Exit Sign | Emergency Exit Sign - RN35.01.006 | \Classifications\Specification Class\Building Equipment\Electrical\Other Electrical Systems\Emergency Light & Power Systems\Emergency Evacuation Lighting | Electrical Lighting, Emergency Lighting, Testing | EL-EL-Te | \Classifications\Specification Class\VBIS\EL - Electrical Lighting\EL-EL - Emergency Lighting\EL-EL-Te - Testing |  | CLEVERTRONICS | 24m |  |  | RN-000995 | [6 empty] | 2023-07-25 | 2 - Normal | 2 - Good | 2 - Medium |  | 2 - Normal | Statutory | Preventive | High |  |  | 20y0M
1740 | Royal North Shore Hospital | RN35 - Building 35 | Level 2 | RN35.02.007 | \Locations\Royal North Shore Hospital\RN35 - Building 35\Level 2 | \Geography\Oceania\Australia\New South Wales\Sydney Northern\Willoughby\St Leonards | \Organizations\101-NSW Health\8899-NSLHD | RN-000993 | Emergency Exit Sign | Emergency Exit Sign - RN35.02.007 | \Classifications\Specification Class\Building Equipment\Electrical\Other Electrical Systems\Emergency Light & Power Systems\Emergency Evacuation Lighting | Electrical Lighting, Emergency Lighting, Testing | EL-EL-Te | \Classifications\Specification Class\VBIS\EL - Electrical Lighting\EL-EL - Emergency Lighting\EL-EL-Te - Testing |  | CLEVERTRONICS | 24m |  |  | RN-000993 | [6 empty] | 2023-07-25 | 2 - Normal | 2 - Good | 2 - Medium |  | 2 - Normal | Statutory | Preventive | High |  |  | 20y0M
1741 | Royal North Shore Hospital | RN35 - Building 35 | Level 2 | RN35.02.007 | \Locations\Royal North Shore Hospital\RN35 - Building 35\Level 2 | \Geography\Oceania\Australia\New South Wales\Sydney Northern\Willoughby\St Leonards | \Organizations\101-NSW Health\8899-NSLHD | RN-000992 | Smoke Detector | Smoke Detector - RN35.02.007 | \Classifications\Specification Class\Building Equipment\Fire Protection\Fire Alarm Systems\Smoke Detectors | Fire Detection, Fire Detectors, Smoke | FD-FD-Sm | \Classifications\Specification Class\VBIS\FD - Fire Detection\FD-FD - Fire Detectors\FD-FD-Sm - Smoke |  | UNKNOWN |  |  |  | RN-000992 | [6 empty] | 2023-07-25 | 2 - Normal | 2 - Good | 2 - Medium |  | 2 - Normal | Statutory | Preventive | High |  |  | 16y0M
1742 | Royal North Shore Hospital | RN35 - Building 35 | Level 2 | RN35.02.007 | \Locations\Royal North Shore Hospital\RN35 - Building 35\Level 2 | \Geography\Oceania\Australia\New South Wales\Sydney Northern\Willoughby\St Leonards | \Organizations\101-NSW Health\8899-NSLHD | RN-000991 | Smoke Doors - Single Leaf | Smoke Doors - Single Leaf - RN35.02.007 | \Classifications\Specification Class\Building Equipment\Fire Protection\Fire Protection Specialities\Smoke Doors | Structure, Doors Fire Rated | ST-DFR | \Classifications\Specification Class\VBIS\ST - Structure\ST-DFR - Doors Fire Rated |  | UNKNOWN |  |  |  | RN-000991 | [6 empty] | 2023-07-25 | 2 - Normal | 3 - Fair | 2 - Medium |  | 2 - Normal | Statutory | Preventive | High |  |  | 15y0M
1743 | Royal North Shore Hospital | RN35 - Building 35 | Level 1 | RN35.01.007 | \Locations\Royal North Shore Hospital\RN35 - Building 35\Level 1 | \Geography\Oceania\Australia\New South Wales\Sydney Northern\Willoughby\St Leonards | \Organizations\101-NSW Health\8899-NSLHD | RN-001001 | Smoke Detector | Smoke Detector - RN35.01.007 | \Classifications\Specification Class\Building Equipment\Fire Protection\Fire Alarm Systems\Smoke Detectors | Fire Detection, Fire Detectors, Smoke | FD-FD-Sm | \Classifications\Specification Class\VBIS\FD - Fire Detection\FD-FD - Fire Detectors\FD-FD-Sm - Smoke |  | UNKNOWN |  |  |  | RN-001001 | [6 empty] | 2023-07-25 | 2 - Normal | 2 - Good | 2 - Medium |  | 2 - Normal | Statutory | Preventive | High |  |  | 16y0M
1744 | Royal North Shore Hospital | RN35 - Building 35 | Level 1 | RN35.01.009 | \Locations\Royal North Shore Hospital\RN35 - Building 35\Level 1 | \Geography\Oceania\Australia\New South Wales\Sydney Northern\Willoughby\St Leonards | \Organizations\101-NSW Health\8899-NSLHD | RN-001015 | Smoke Detector | Smoke Detector - RN35.01.009 | \Classifications\Specification Class\Building Equipment\Fire Protection\Fire Alarm Systems\Smoke Detectors | Fire Detection, Fire Detectors, Smoke | FD-FD-Sm | \Classifications\Specification Class\VBIS\FD - Fire Detection\FD-FD - Fire Detectors\FD-FD-Sm - Smoke |  | UNKNOWN |  |  |  | RN-001015 | [6 empty] | 2023-07-25 | 2 - Normal | 2 - Good | 2 - Medium |  | 2 - Normal | Statutory | Preventive | High |  |  | 16y0M
1745 | Royal North Shore Hospital | RN35 - Building 35 | Level 1 | RN35.01.009 | \Locations\Royal North Shore Hospital\RN35 - Building 35\Level 1 | \Geography\Oceania\Australia\New South Wales\Sydney Northern\Willoughby\St Leonards | \Organizations\101-NSW Health\8899-NSLHD | RN-001010 | Air Conditioner - Split System Indoor Unit | Air Conditioner - Split System Indoor Unit - RN35.01.009 | \Classifications\Specification Class\Building Equipment\HVAC\Terminal & Package Units\Package Units\Split Systems | Mechanical, Air Conditioning Unit | ME-ACU | \Classifications\Specification Class\VBIS\ME - Mechanical\ME-ACU - Air Conditioning Unit |  | PANASONIC | CS-RZ2STKR |  | 4914701081 | RN-001010 | [6 empty] | 2023-07-25 | 2 - Normal | 3 - Fair | 2 - Medium |  | 2 - Normal | Statutory | Preventive | Medium |  |  | 6y0M
1746 | Royal North Shore Hospital | RN35 - Building 35 | Level 1 | RN35.01.013 | \Locations\Royal North Shore Hospital\RN35 - Building 35\Level 1 | \Geography\Oceania\Australia\New South Wales\Sydney Northern\Willoughby\St Leonards | \Organizations\101-NSW Health\8899-NSLHD | RN-001014 | Smoke Detector | Smoke Detector - RN35.01.013 | \Classifications\Specification Class\Building Equipment\Fire Protection\Fire Alarm Systems\Smoke Detectors | Fire Detection, Fire Detectors, Smoke | FD-FD-Sm | \Classifications\Specification Class\VBIS\FD - Fire Detection\FD-FD - Fire Detectors\FD-FD-Sm - Smoke |  | UNKNOWN |  |  |  | RN-001014 | [6 empty] | 2023-07-25 | 2 - Normal | 2 - Good | 2 - Medium |  | 2 - Normal | Statutory | Preventive | High |  |  | 16y0M
1747 | Royal North Shore Hospital | RN35 - Building 35 | Level 1 | RN35.01.010 | \Locations\Royal North Shore Hospital\RN35 - Building 35\Level 1 | \Geography\Oceania\Australia\New South Wales\Sydney Northern\Willoughby\St Leonards | \Organizations\101-NSW Health\8899-NSLHD | RN-001006 | Air Conditioner - Split System Indoor Unit | Air Conditioner - Split System Indoor Unit - RN35.01.010 | \Classifications\Specification Class\Building Equipment\HVAC\Terminal & Package Units\Package Units\Split Systems | Mechanical, Air Conditioning Unit | ME-ACU | \Classifications\Specification Class\VBIS\ME - Mechanical\ME-ACU - Air Conditioning Unit |  | PANASONIC | CS-RZ25TKR |  | 4914700993 | RN-001006 | [6 empty] | 2023-07-25 | 2 - Normal | 3 - Fair | 2 - Medium |  | 2 - Normal | Statutory | Preventive | Medium |  |  | 6y0M
1748 | Royal North Shore Hospital | RN35 - Building 35 | Level 1 | RN35.01.010 | \Locations\Royal North Shore Hospital\RN35 - Building 35\Level 1 | \Geography\Oceania\Australia\New South Wales\Sydney Northern\Willoughby\St Leonards | \Organizations\101-NSW Health\8899-NSLHD | RN-001011 | Smoke Detector | Smoke Detector - RN35.01.010 | \Classifications\Specification Class\Building Equipment\Fire Protection\Fire Alarm Systems\Smoke Detectors | Fire Detection, Fire Detectors, Smoke | FD-FD-Sm | \Classifications\Specification Class\VBIS\FD - Fire Detection\FD-FD - Fire Detectors\FD-FD-Sm - Smoke |  | UNKNOWN |  |  |  | RN-001011 | [6 empty] | 2023-07-25 | 2 - Normal | 2 - Good | 2 - Medium |  | 2 - Normal | Statutory | Preventive | High |  |  | 16y0M
1749 | Royal North Shore Hospital | RN35 - Building 35 | Level 1 | RN35.01.011 | \Locations\Royal North Shore Hospital\RN35 - Building 35\Level 1 | \Geography\Oceania\Australia\New South Wales\Sydney Northern\Willoughby\St Leonards | \Organizations\101-NSW Health\8899-NSLHD | RN-001002 | Smoke Detector | Smoke Detector - RN35.01.011 | \Classifications\Specification Class\Building Equipment\Fire Protection\Fire Alarm Systems\Smoke Detectors | Fire Detection, Fire Detectors, Smoke | FD-FD-Sm | \Classifications\Specification Class\VBIS\FD - Fire Detection\FD-FD - Fire Detectors\FD-FD-Sm - Smoke |  | UNKNOWN |  |  |  | RN-001002 | [6 empty] | 2023-07-25 | 2 - Normal | 2 - Good | 2 - Medium |  | 2 - Normal | Statutory | Preventive | High |  |  | 16y0M
1750 | Royal North Shore Hospital | RN35 - Building 35 | Level 1 | RN35.01.011 | \Locations\Royal North Shore Hospital\RN35 - Building 35\Level 1 | \Geography\Oceania\Australia\New South Wales\Sydney Northern\Willoughby\St Leonards | \Organizations\101-NSW Health\8899-NSLHD | RN-001007 | Air Conditioner - Split System Indoor Unit | Air Conditioner - Split System Indoor Unit - RN35.01.011 | \Classifications\Specification Class\Building Equipment\HVAC\Terminal & Package Units\Package Units\Split Systems | Mechanical, Air Conditioning Unit | ME-ACU | \Classifications\Specification Class\VBIS\ME - Mechanical\ME-ACU - Air Conditioning Unit |  | PANASONIC | CS-RZ25TKR |  | 4914761058 | RN-001007 | [6 empty] | 2023-07-25 | 2 - Normal | 3 - Fair | 2 - Medium |  | 2 - Normal | Statutory | Preventive | Medium |  |  | 6y0M
1751 | Royal North Shore Hospital | RN35 - Building 35 | Level 1 | RN35.01.012 | \Locations\Royal North Shore Hospital\RN35 - Building 35\Level 1 | \Geography\Oceania\Australia\New South Wales\Sydney Northern\Willoughby\St Leonards | \Organizations\101-NSW Health\8899-NSLHD | RN-001012 | Smoke Detector | Smoke Detector - RN35.01.012 | \Classifications\Specification Class\Building Equipment\Fire Protection\Fire Alarm Systems\Smoke Detectors | Fire Detection, Fire Detectors, Smoke | FD-FD-Sm | \Classifications\Specification Class\VBIS\FD - Fire Detection\FD-FD - Fire Detectors\FD-FD-Sm - Smoke |  | UNKNOWN |  |  |  | RN-001012 | [6 empty] | 2023-07-25 | 2 - Normal | 2 - Good | 2 - Medium |  | 2 - Normal | Statutory | Preventive | High |  |  | 16y0M
1752 | Royal North Shore Hospital | RN35 - Building 35 | Level 1 | RN35.01.014 | \Locations\Royal North Shore Hospital\RN35 - Building 35\Level 1 | \Geography\Oceania\Australia\New South Wales\Sydney Northern\Willoughby\St Leonards | \Organizations\101-NSW Health\8899-NSLHD | RN-001003 | Smoke Detector | Smoke Detector - RN35.01.014 | \Classifications\Specification Class\Building Equipment\Fire Protection\Fire Alarm Systems\Smoke Detectors | Fire Detection, Fire Detectors, Smoke | FD-FD-Sm | \Classifications\Specification Class\VBIS\FD - Fire Detection\FD-FD - Fire Detectors\FD-FD-Sm - Smoke |  | UNKNOWN |  |  |  | RN-001003 | [6 empty] | 2023-07-25 | 2 - Normal | 2 - Good | 2 - Medium |  | 2 - Normal | Statutory | Preventive | High |  |  | 16y0M
1753 | Royal North Shore Hospital | RN35 - Building 35 | Level 1 | RN35.01.014 | \Locations\Royal North Shore Hospital\RN35 - Building 35\Level 1 | \Geography\Oceania\Australia\New South Wales\Sydney Northern\Willoughby\St Leonards | \Organizations\101-NSW Health\8899-NSLHD | RN-001008 | Security Device - Controller | Security Device - Controller - RN35.01.014 | \Classifications\Specification Class\Security Equipment | Security | SE | \Classifications\Specification Class\VBIS\SE - Security |  | INNER RANGE |  |  |  | RN-001008 | [6 empty] | 2023-07-25 | 2 - Normal | 2 - Good | 2 - Medium |  | 2 - Normal | Non-Statutory | Preventive | Medium |  |  | 5y7M
1754 | Royal North Shore Hospital | RN35 - Building 35 | Level 1 | RN35.01.013 | \Locations\Royal North Shore Hospital\RN35 - Building 35\Level 1 | \Geography\Oceania\Australia\New South Wales\Sydney Northern\Willoughby\St Leonards | \Organizations\101-NSW Health\8899-NSLHD | RN-001009 | Security Device - Expander | Security Device - Expander - RN35.01.013 | \Classifications\Specification Class\Security Equipment | Security | SE | \Classifications\Specification Class\VBIS\SE - Security |  | INNER RANGE |  |  |  | RN-001009 | [6 empty] | 2023-07-25 | 2 - Normal | 2 - Good | 2 - Medium |  | 2 - Normal | Non-Statutory | Preventive | Medium |  |  | 5y7M
1755 | Royal North Shore Hospital | RN35 - Building 35 | Level 1 | RN35.01.014 | \Locations\Royal North Shore Hospital\RN35 - Building 35\Level 1 | \Geography\Oceania\Australia\New South Wales\Sydney Northern\Willoughby\St Leonards | \Organizations\101-NSW Health\8899-NSLHD | RN-001004 | Air Conditioner - Indoor Cassette Unit | Air Conditioner - Indoor Cassette Unit - RN35.01.014 | \Classifications\Specification Class\Building Equipment\HVAC\Terminal & Package Units\Fan Coil Units | Mechanical, Fan Coil Units, Cassette | ME-FCU-Ca | \Classifications\Specification Class\VBIS\ME - Mechanical\ME-FCU - Fan Coil Units\ME-FCU-Ca - Cassette |  | PANASONIC |  |  |  | RN-001004 | [6 empty] | 2023-07-25 | 2 - Normal | 2 - Good | 3 - High |  | 2 - Normal | Statutory | Preventive | High |  |  | 20y0M
1756 | Royal North Shore Hospital | RN35 - Building 35 | Level 1 | RN35.01.014 | \Locations\Royal North Shore Hospital\RN35 - Building 35\Level 1 | \Geography\Oceania\Australia\New South Wales\Sydney Northern\Willoughby\St Leonards | \Organizations\101-NSW Health\8899-NSLHD | RN-001005 | Smoke Detector | Smoke Detector - RN35.01.014 | \Classifications\Specification Class\Building Equipment\Fire Protection\Fire Alarm Systems\Smoke Detectors | Fire Detection, Fire Detectors, Smoke | FD-FD-Sm | \Classifications\Specification Class\VBIS\FD - Fire Detection\FD-FD - Fire Detectors\FD-FD-Sm - Smoke |  | UNKNOWN |  |  |  | RN-001005 | [6 empty] | 2023-07-25 | 2 - Normal | 2 - Good | 2 - Medium |  | 2 - Normal | Statutory | Preventive | High |  |  | 16y0M
1757 | Royal North Shore Hospital | RN35 - Building 35 | Level 1 | RN35.01.015 | \Locations\Royal North Shore Hospital\RN35 - Building 35\Level 1 | \Geography\Oceania\Australia\New South Wales\Sydney Northern\Willoughby\St Leonards | \Organizations\101-NSW Health\8899-NSLHD | RN-001013 | Smoke Detector | Smoke Detector - RN35.01.015 | \Classifications\Specification Class\Building Equipment\Fire Protection\Fire Alarm Systems\Smoke Detectors | Fire Detection, Fire Detectors, Smoke | FD-FD-Sm | \Classifications\Specification Class\VBIS\FD - Fire Detection\FD-FD - Fire Detectors\FD-FD-Sm - Smoke |  | UNKNOWN |  |  |  | RN-001013 | [6 empty] | 2023-07-25 | 2 - Normal | 2 - Good | 2 - Medium |  | 2 - Normal | Statutory | Preventive | High |  |  | 16y0M
1758 | Royal North Shore Hospital | RN35 - Building 35 | Level 1 | RN35.01.015 | \Locations\Royal North Shore Hospital\RN35 - Building 35\Level 1 | \Geography\Oceania\Australia\New South Wales\Sydney Northern\Willoughby\St Leonards | \Organizations\101-NSW Health\8899-NSLHD | RN-000985 | Air Conditioner - Split System Indoor Unit | Air Conditioner - Split System Indoor Unit - RN35.01.015 | \Classifications\Specification Class\Building Equipment\HVAC\Terminal & Package Units\Package Units\Split Systems | Mechanical, Air Conditioning Unit | ME-ACU | \Classifications\Specification Class\VBIS\ME - Mechanical\ME-ACU - Air Conditioning Unit |  | PANASONIC | CS-RZ25TKR |  | 4914701090 | RN-000985 | [6 empty] | 2023-07-25 | 2 - Normal | 2 - Good | 2 - Medium |  | 2 - Normal | Statutory | Preventive | Medium |  |  | 8y0M
1759 | Royal North Shore Hospital | RN35 - Building 35 | Level 3 | RN35.03.001 | \Locations\Royal North Shore Hospital\RN35 - Building 35\Level 3\RN35.03.001 Stairs | \Geography\Oceania\Australia\New South Wales\Sydney Northern\Willoughby\St Leonards | \Organizations\101-NSW Health\8899-NSLHD | RN-001050 | Smoke Detector | Smoke Detector - RN35.03.001 | \Classifications\Specification Class\Building Equipment\Fire Protection\Fire Alarm Systems\Smoke Detectors | Fire Detection, Fire Detectors, Smoke | FD-FD-Sm | \Classifications\Specification Class\VBIS\FD - Fire Detection\FD-FD - Fire Detectors\FD-FD-Sm - Smoke |  | UNKNOWN |  |  |  | RN-001050 | [6 empty] | 2023-07-25 | 2 - Normal | 2 - Good | 2 - Medium |  | 2 - Normal | Statutory | Preventive | High |  |  | 16y0M
1760 | Royal North Shore Hospital | RN35 - Building 35 | Level 3 | RN35.03.001 | \Locations\Royal North Shore Hospital\RN35 - Building 35\Level 3\RN35.03.001 Stairs | \Geography\Oceania\Australia\New South Wales\Sydney Northern\Willoughby\St Leonards | \Organizations\101-NSW Health\8899-NSLHD | RN-001045 | Emergency Light | Emergency Light - RN35.03.001 | \Classifications\Specification Class\Building Equipment\Electrical\Other Electrical Systems\Emergency Light & Power Systems\Emergency Evacuation Lighting | Electrical Lighting, Emergency Lighting, Testing | EL-EL-Te | \Classifications\Specification Class\VBIS\EL - Electrical Lighting\EL-EL - Emergency Lighting\EL-EL-Te - Testing |  | UNKNOWN |  |  |  | RN-001045 | [6 empty] | 2023-07-25 | 2 - Normal | 2 - Good | 2 - Medium |  | 2 - Normal | Statutory | Preventive | High |  |  | 20y0M
1761 | Royal North Shore Hospital | RN35 - Building 35 | Level 3 | RN35.03.001 | \Locations\Royal North Shore Hospital\RN35 - Building 35\Level 3\RN35.03.001 Stairs | \Geography\Oceania\Australia\New South Wales\Sydney Northern\Willoughby\St Leonards | \Organizations\101-NSW Health\8899-NSLHD | RN-001040 | Smoke Detector | Smoke Detector - RN35.03.001 | \Classifications\Specification Class\Building Equipment\Fire Protection\Fire Alarm Systems\Smoke Detectors | Fire Detection, Fire Detectors, Smoke | FD-FD-Sm | \Classifications\Specification Class\VBIS\FD - Fire Detection\FD-FD - Fire Detectors\FD-FD-Sm - Smoke |  | UNKNOWN |  |  |  | RN-001040 | [6 empty] | 2023-07-25 | 2 - Normal | 2 - Good | 2 - Medium |  | 2 - Normal | Statutory | Preventive | High |  |  | 16y0M
1762 | Royal North Shore Hospital | RN35 - Building 35 | Level 3 | RN35.03.001 | \Locations\Royal North Shore Hospital\RN35 - Building 35\Level 3\RN35.03.001 Stairs | \Geography\Oceania\Australia\New South Wales\Sydney Northern\Willoughby\St Leonards | \Organizations\101-NSW Health\8899-NSLHD | RN-001049 | Smoke Detector | Smoke Detector - RN35.03.001 | \Classifications\Specification Class\Building Equipment\Fire Protection\Fire Alarm Systems\Smoke Detectors | Fire Detection, Fire Detectors, Smoke | FD-FD-Sm | \Classifications\Specification Class\VBIS\FD - Fire Detection\FD-FD - Fire Detectors\FD-FD-Sm - Smoke |  | UNKNOWN |  |  |  | RN-001049 | [6 empty] | 2023-07-25 | 2 - Normal | 2 - Good | 2 - Medium |  | 2 - Normal | Statutory | Preventive | High |  |  | 16y0M
1763 | Royal North Shore Hospital | RN35 - Building 35 | Level 3 | RN35.03.001 | \Locations\Royal North Shore Hospital\RN35 - Building 35\Level 3\RN35.03.001 Stairs | \Geography\Oceania\Australia\New South Wales\Sydney Northern\Willoughby\St Leonards | \Organizations\101-NSW Health\8899-NSLHD | RN-001044 | Emergency Light | Emergency Light - RN35.03.001 | \Classifications\Specification Class\Building Equipment\Electrical\Other Electrical Systems\Emergency Light & Power Systems\Emergency Evacuation Lighting | Electrical Lighting, Emergency Lighting, Testing | EL-EL-Te | \Classifications\Specification Class\VBIS\EL - Electrical Lighting\EL-EL - Emergency Lighting\EL-EL-Te - Testing |  | UNKNOWN |  |  |  | RN-001044 | [6 empty] | 2023-07-25 | 2 - Normal | 2 - Good | 2 - Medium |  | 2 - Normal | Statutory | Preventive | High |  |  | 20y0M
1764 | Royal North Shore Hospital | RN35 - Building 35 | Level 3 | RN35.03.001 | \Locations\Royal North Shore Hospital\RN35 - Building 35\Level 3\RN35.03.001 Stairs | \Geography\Oceania\Australia\New South Wales\Sydney Northern\Willoughby\St Leonards | \Organizations\101-NSW Health\8899-NSLHD | RN-001039 | Emergency Exit Sign | Emergency Exit Sign - RN35.03.001 | \Classifications\Specification Class\Building Equipment\Electrical\Other Electrical Systems\Emergency Light & Power Systems\Emergency Evacuation Lighting | Electrical Lighting, Emergency Lighting, Testing | EL-EL-Te | \Classifications\Specification Class\VBIS\EL - Electrical Lighting\EL-EL - Emergency Lighting\EL-EL-Te - Testing |  | CLEVERTRONICS | 24m |  |  | RN-001039 | [6 empty] | 2023-07-25 | 2 - Normal | 2 - Good | 2 - Medium |  | 2 - Normal | Statutory | Preventive | High |  |  | 20y0M
1765 | Royal North Shore Hospital | RN35 - Building 35 | Level 3 | RN35.03.001 | \Locations\Royal North Shore Hospital\RN35 - Building 35\Level 3\RN35.03.001 Stairs | \Geography\Oceania\Australia\New South Wales\Sydney Northern\Willoughby\St Leonards | \Organizations\101-NSW Health\8899-NSLHD | RN-001048 | Smoke Detector | Smoke Detector - RN35.03.001 | \Classifications\Specification Class\Building Equipment\Fire Protection\Fire Alarm Systems\Smoke Detectors | Fire Detection, Fire Detectors, Smoke | FD-FD-Sm | \Classifications\Specification Class\VBIS\FD - Fire Detection\FD-FD - Fire Detectors\FD-FD-Sm - Smoke |  | UNKNOWN |  |  |  | RN-001048 | [6 empty] | 2023-07-25 | 2 - Normal | 2 - Good | 2 - Medium |  | 2 - Normal | Statutory | Preventive | High |  |  | 16y0M
1766 | Royal North Shore Hospital | RN35 - Building 35 | Level 3 | RN35.03.001 | \Locations\Royal North Shore Hospital\RN35 - Building 35\Level 3\RN35.03.001 Stairs | \Geography\Oceania\Australia\New South Wales\Sydney Northern\Willoughby\St Leonards | \Organizations\101-NSW Health\8899-NSLHD | RN-001043 | Emergency Light | Emergency Light - RN35.03.001 | \Classifications\Specification Class\Building Equipment\Electrical\Other Electrical Systems\Emergency Light & Power Systems\Emergency Evacuation Lighting | Electrical Lighting, Emergency Lighting, Testing | EL-EL-Te | \Classifications\Specification Class\VBIS\EL - Electrical Lighting\EL-EL - Emergency Lighting\EL-EL-Te - Testing |  | UNKNOWN |  |  |  | RN-001043 | [6 empty] | 2023-07-25 | 2 - Normal | 2 - Good | 2 - Medium |  | 2 - Normal | Statutory | Preventive | High |  |  | 20y0M
1767 | Royal North Shore Hospital | RN35 - Building 35 | Level 3 | RN35.03.009 | \Locations\Royal North Shore Hospital\RN35 - Building 35\Level 3 | \Geography\Oceania\Australia\New South Wales\Sydney Northern\Willoughby\St Leonards | \Organizations\101-NSW Health\8899-NSLHD | RN-001038 | Smoke Detector | Smoke Detector - RN35.03.009 | \Classifications\Specification Class\Building Equipment\Fire Protection\Fire Alarm Systems\Smoke Detectors | Fire Detection, Fire Detectors, Smoke | FD-FD-Sm | \Classifications\Specification Class\VBIS\FD - Fire Detection\FD-FD - Fire Detectors\FD-FD-Sm - Smoke |  | UNKNOWN |  |  |  | RN-001038 | [6 empty] | 2023-07-25 | 2 - Normal | 2 - Good | 2 - Medium |  | 2 - Normal | Statutory | Preventive | High |  |  | 16y0M
1768 | Royal North Shore Hospital | RN35 - Building 35 | Level 3 | RN35.03.009 | \Locations\Royal North Shore Hospital\RN35 - Building 35\Level 3 | \Geography\Oceania\Australia\New South Wales\Sydney Northern\Willoughby\St Leonards | \Organizations\101-NSW Health\8899-NSLHD | RN-001047 | Emergency Light | Emergency Light - RN35.03.009 | \Classifications\Specification Class\Building Equipment\Electrical\Other Electrical Systems\Emergency Light & Power Systems\Emergency Evacuation Lighting | Electrical Lighting, Emergency Lighting, Testing | EL-EL-Te | \Classifications\Specification Class\VBIS\EL - Electrical Lighting\EL-EL - Emergency Lighting\EL-EL-Te - Testing |  | UNKNOWN |  |  |  | RN-001047 | [6 empty] | 2023-07-25 | 2 - Normal | 2 - Good | 2 - Medium |  | 2 - Normal | Statutory | Preventive | High |  |  | 20y0M
1769 | Royal North Shore Hospital | RN35 - Building 35 | Level 3 | RN35.03.009 | \Locations\Royal North Shore Hospital\RN35 - Building 35\Level 3 | \Geography\Oceania\Australia\New South Wales\Sydney Northern\Willoughby\St Leonards | \Organizations\101-NSW Health\8899-NSLHD | RN-001042 | Emergency Light | Emergency Light - RN35.03.009 | \Classifications\Specification Class\Building Equipment\Electrical\Other Electrical Systems\Emergency Light & Power Systems\Emergency Evacuation Lighting | Electrical Lighting, Emergency Lighting, Testing | EL-EL-Te | \Classifications\Specification Class\VBIS\EL - Electrical Lighting\EL-EL - Emergency Lighting\EL-EL-Te - Testing |  | UNKNOWN |  |  |  | RN-001042 | [6 empty] | 2023-07-25 | 2 - Normal | 2 - Good | 2 - Medium |  | 2 - Normal | Statutory | Preventive | High |  |  | 20y0M
1770 | Royal North Shore Hospital | RN35 - Building 35 | Level 3 | RN35.03.009 | \Locations\Royal North Shore Hospital\RN35 - Building 35\Level 3 | \Geography\Oceania\Australia\New South Wales\Sydney Northern\Willoughby\St Leonards | \Organizations\101-NSW Health\8899-NSLHD | RN-001037 | Smoke Detector | Smoke Detector - RN35.03.009 | \Classifications\Specification Class\Building Equipment\Fire Protection\Fire Alarm Systems\Smoke Detectors | Fire Detection, Fire Detectors, Smoke | FD-FD-Sm | \Classifications\Specification Class\VBIS\FD - Fire Detection\FD-FD - Fire Detectors\FD-FD-Sm - Smoke |  | UNKNOWN |  |  |  | RN-001037 | [6 empty] | 2023-07-25 | 2 - Normal | 2 - Good | 2 - Medium |  | 2 - Normal | Statutory | Preventive | High |  |  | 16y0M
1771 | Royal North Shore Hospital | RN35 - Building 35 | Level 3 | RN35.03.009 | \Locations\Royal North Shore Hospital\RN35 - Building 35\Level 3 | \Geography\Oceania\Australia\New South Wales\Sydney Northern\Willoughby\St Leonards | \Organizations\101-NSW Health\8899-NSLHD | RN-001046 | Air Conditioner - Indoor Ducted Unit | Air Conditioner - Indoor Ducted Unit - RN35.03.009 | \Classifications\Specification Class\Building Equipment\HVAC\Terminal & Package Units\Fan Coil Units | Mechanical, Fan Coil Units, Cassette | ME-FCU-Ca | \Classifications\Specification Class\VBIS\ME - Mechanical\ME-FCU - Fan Coil Units\ME-FCU-Ca - Cassette |  | PANASONIC |  |  |  | RN-001046 | [6 empty] | 2023-07-25 | 2 - Normal | 2 - Good | 3 - High |  | 2 - Normal | Statutory | Preventive | High |  |  | 20y0M
1772 | Royal North Shore Hospital | RN35 - Building 35 | Level 3 | RN35.03.006 | \Locations\Royal North Shore Hospital\RN35 - Building 35\Level 3 | \Geography\Oceania\Australia\New South Wales\Sydney Northern\Willoughby\St Leonards | \Organizations\101-NSW Health\8899-NSLHD | RN-001036 | Emergency Light | Emergency Light - RN35.03.006 | \Classifications\Specification Class\Building Equipment\Electrical\Other Electrical Systems\Emergency Light & Power Systems\Emergency Evacuation Lighting | Electrical Lighting, Emergency Lighting, Testing | EL-EL-Te | \Classifications\Specification Class\VBIS\EL - Electrical Lighting\EL-EL - Emergency Lighting\EL-EL-Te - Testing |  | KWICKY |  |  |  | RN-001036 | [6 empty] | 2023-07-25 | 2 - Normal | 3 - Fair | 2 - Medium |  | 2 - Normal | Statutory | Preventive | High |  |  | 15y0M
1773 | Royal North Shore Hospital | RN35 - Building 35 | Level 3 | RN35.03.001 | \Locations\Royal North Shore Hospital\RN35 - Building 35\Level 3\RN35.03.001 Stairs | \Geography\Oceania\Australia\New South Wales\Sydney Northern\Willoughby\St Leonards | \Organizations\101-NSW Health\8899-NSLHD | RN-001051 | Air Conditioner - Indoor Ducted Unit | Air Conditioner - Indoor Ducted Unit - RN35.03.001 | \Classifications\Specification Class\Building Equipment\HVAC\Terminal & Package Units\Fan Coil Units | Mechanical, Fan Coil Units, Cassette | ME-FCU-Ca | \Classifications\Specification Class\VBIS\ME - Mechanical\ME-FCU - Fan Coil Units\ME-FCU-Ca - Cassette |  | PANASONIC |  |  |  | RN-001051 | [6 empty] | 2023-07-25 | 2 - Normal | 2 - Good | 3 - High |  | 2 - Normal | Statutory | Preventive | High |  |  | 20y0M
1774 | Royal North Shore Hospital | RN35 - Building 35 | Level 3 | RN35.03.008 | \Locations\Royal North Shore Hospital\RN35 - Building 35\Level 3 | \Geography\Oceania\Australia\New South Wales\Sydney Northern\Willoughby\St Leonards | \Organizations\101-NSW Health\8899-NSLHD | RN-001062 | Chilled Water/Hot Water Taps | Chilled Water/Hot Water Taps - RN35.03.008 | \Classifications\Specification Class\Food Service Equipment\Chilled Water/Hot Water Taps | Hydraulics, Potable Water Units, Water Filter Unit | HY-PWU-WFU | \Classifications\Specification Class\VBIS\HY - Hydraulics\HY-PWU - Potable Water Units\HY-PWU-WFU - Water Filter Unit |  | ZIP | BC 100/75 | Hydrotap | 2017100502005 | RN-001062 |  |  |  |  | 2017-01-01 |  | 2023-07-25 | 2 - Normal | 3 - Fair | 1 - Low |  | 2 - Normal | Statutory | Preventive | Medium |  |  | 3y4M
1775 | Royal North Shore Hospital | RN35 - Building 35 | Level 3 | RN35.03.007 | \Locations\Royal North Shore Hospital\RN35 - Building 35\Level 3 | \Geography\Oceania\Australia\New South Wales\Sydney Northern\Willoughby\St Leonards | \Organizations\101-NSW Health\8899-NSLHD | RN-001057 | Smoke Detector | Smoke Detector - RN35.03.007 | \Classifications\Specification Class\Building Equipment\Fire Protection\Fire Alarm Systems\Smoke Detectors | Fire Detection, Fire Detectors, Smoke | FD-FD-Sm | \Classifications\Specification Class\VBIS\FD - Fire Detection\FD-FD - Fire Detectors\FD-FD-Sm - Smoke |  | UNKNOWN |  |  |  | RN-001057 | [6 empty] | 2023-07-25 | 2 - Normal | 2 - Good | 2 - Medium |  | 2 - Normal | Statutory | Preventive | High |  |  | 16y0M
1776 | Royal North Shore Hospital | RN35 - Building 35 | Level 4 | RN35.04.001 | \Locations\Royal North Shore Hospital\RN35 - Building 35\Level 4\RN35.04.001 Stairs | \Geography\Oceania\Australia\New South Wales\Sydney Northern\Willoughby\St Leonards | \Organizations\101-NSW Health\8899-NSLHD | RN-001061 | Smoke Detector | Smoke Detector - RN35.04.001 | \Classifications\Specification Class\Building Equipment\Fire Protection\Fire Alarm Systems\Smoke Detectors | Fire Detection, Fire Detectors, Smoke | FD-FD-Sm | \Classifications\Specification Class\VBIS\FD - Fire Detection\FD-FD - Fire Detectors\FD-FD-Sm - Smoke |  | UNKNOWN |  |  |  | RN-001061 | [6 empty] | 2023-07-25 | 2 - Normal | 2 - Good | 2 - Medium |  | 2 - Normal | Statutory | Preventive | High |  |  | 16y0M
1777 | Royal North Shore Hospital | RN35 - Building 35 | Level 4 | RN35.04.001 | \Locations\Royal North Shore Hospital\RN35 - Building 35\Level 4\RN35.04.001 Stairs | \Geography\Oceania\Australia\New South Wales\Sydney Northern\Willoughby\St Leonards | \Organizations\101-NSW Health\8899-NSLHD | RN-001052 | Emergency Light | Emergency Light - RN35.04.001 | \Classifications\Specification Class\Building Equipment\Electrical\Other Electrical Systems\Emergency Light & Power Systems\Emergency Evacuation Lighting | Electrical Lighting, Emergency Lighting, Testing | EL-EL-Te | \Classifications\Specification Class\VBIS\EL - Electrical Lighting\EL-EL - Emergency Lighting\EL-EL-Te - Testing |  | CLEVERTRONICS | Supalite |  |  | RN-001052 | [6 empty] | 2023-07-25 | 2 - Normal | 3 - Fair | 2 - Medium |  | 2 - Normal | Statutory | Preventive | High |  |  | 15y0M
1778 | Royal North Shore Hospital | RN35 - Building 35 | Level 4 | RN35.04.019 | \Locations\Royal North Shore Hospital\RN35 - Building 35\Level 4 | \Geography\Oceania\Australia\New South Wales\Sydney Northern\Willoughby\St Leonards | \Organizations\101-NSW Health\8899-NSLHD | RN-001066 | Emergency Light | Emergency Light - RN35.04.019 | \Classifications\Specification Class\Building Equipment\Electrical\Other Electrical Systems\Emergency Light & Power Systems\Emergency Evacuation Lighting | Electrical Lighting, Emergency Lighting, Testing | EL-EL-Te | \Classifications\Specification Class\VBIS\EL - Electrical Lighting\EL-EL - Emergency Lighting\EL-EL-Te - Testing |  | UNKNOWN |  |  |  | RN-001066 | [6 empty] | 2023-07-25 | 2 - Normal | 2 - Good | 2 - Medium |  | 2 - Normal | Statutory | Preventive | High |  |  | 20y0M
1779 | Royal North Shore Hospital | RN35 - Building 35 | Level 4 | RN35.04.019 | \Locations\Royal North Shore Hospital\RN35 - Building 35\Level 4 | \Geography\Oceania\Australia\New South Wales\Sydney Northern\Willoughby\St Leonards | \Organizations\101-NSW Health\8899-NSLHD | RN-001071 | Smoke Detector | Smoke Detector - RN35.04.019 | \Classifications\Specification Class\Building Equipment\Fire Protection\Fire Alarm Systems\Smoke Detectors | Fire Detection, Fire Detectors, Smoke | FD-FD-Sm | \Classifications\Specification Class\VBIS\FD - Fire Detection\FD-FD - Fire Detectors\FD-FD-Sm - Smoke |  | UNKNOWN |  |  |  | RN-001071 | [6 empty] | 2023-07-25 | 2 - Normal | 2 - Good | 2 - Medium |  | 2 - Normal | Statutory | Preventive | High |  |  | 16y0M
1780 | Royal North Shore Hospital | RN35 - Building 35 | Level 4 | RN35.04.021 | \Locations\Royal North Shore Hospital\RN35 - Building 35\Level 4 | \Geography\Oceania\Australia\New South Wales\Sydney Northern\Willoughby\St Leonards | \Organizations\101-NSW Health\8899-NSLHD | RN-001085 | Smoke Detector | Smoke Detector - RN35.04.021 | \Classifications\Specification Class\Building Equipment\Fire Protection\Fire Alarm Systems\Smoke Detectors | Fire Detection, Fire Detectors, Smoke | FD-FD-Sm | \Classifications\Specification Class\VBIS\FD - Fire Detection\FD-FD - Fire Detectors\FD-FD-Sm - Smoke |  | UNKNOWN |  |  |  | RN-001085 | [6 empty] | 2023-07-25 | 2 - Normal | 2 - Good | 2 - Medium |  | 2 - Normal | Statutory | Preventive | High |  |  | 16y0M
1781 | Royal North Shore Hospital | RN35 - Building 35 | Level 4 | RN35.04.019 | \Locations\Royal North Shore Hospital\RN35 - Building 35\Level 4 | \Geography\Oceania\Australia\New South Wales\Sydney Northern\Willoughby\St Leonards | \Organizations\101-NSW Health\8899-NSLHD | RN-001076 | Smoke Detector | Smoke Detector - RN35.04.019 | \Classifications\Specification Class\Building Equipment\Fire Protection\Fire Alarm Systems\Smoke Detectors | Fire Detection, Fire Detectors, Smoke | FD-FD-Sm | \Classifications\Specification Class\VBIS\FD - Fire Detection\FD-FD - Fire Detectors\FD-FD-Sm - Smoke |  | UNKNOWN |  |  |  | RN-001076 | [6 empty] | 2023-07-25 | 2 - Normal | 2 - Good | 2 - Medium |  | 2 - Normal | Statutory | Preventive | High |  |  | 16y0M
1782 | Royal North Shore Hospital | RN35 - Building 35 | Level 4 | RN35.04.019 | \Locations\Royal North Shore Hospital\RN35 - Building 35\Level 4 | \Geography\Oceania\Australia\New South Wales\Sydney Northern\Willoughby\St Leonards | \Organizations\101-NSW Health\8899-NSLHD | RN-001081 | Smoke Detector | Smoke Detector - RN35.04.019 | \Classifications\Specification Class\Building Equipment\Fire Protection\Fire Alarm Systems\Smoke Detectors | Fire Detection, Fire Detectors, Smoke | FD-FD-Sm | \Classifications\Specification Class\VBIS\FD - Fire Detection\FD-FD - Fire Detectors\FD-FD-Sm - Smoke |  | UNKNOWN |  |  |  | RN-001081 | [6 empty] | 2023-07-25 | 2 - Normal | 2 - Good | 2 - Medium |  | 2 - Normal | Statutory | Preventive | High |  |  | 16y0M
1783 | Royal North Shore Hospital | RN35 - Building 35 | Level 4 | RN35.04.019 | \Locations\Royal North Shore Hospital\RN35 - Building 35\Level 4 | \Geography\Oceania\Australia\New South Wales\Sydney Northern\Willoughby\St Leonards | \Organizations\101-NSW Health\8899-NSLHD | RN-001067 | Emergency Light | Emergency Light - RN35.04.019 | \Classifications\Specification Class\Building Equipment\Electrical\Other Electrical Systems\Emergency Light & Power Systems\Emergency Evacuation Lighting | Electrical Lighting, Emergency Lighting, Testing | EL-EL-Te | \Classifications\Specification Class\VBIS\EL - Electrical Lighting\EL-EL - Emergency Lighting\EL-EL-Te - Testing |  | CLEVERTRONICS | Supalite |  |  | RN-001067 | [6 empty] | 2023-07-25 | 2 - Normal | 2 - Good | 2 - Medium |  | 2 - Normal | Statutory | Preventive | High |  |  | 20y0M
1784 | Royal North Shore Hospital | RN35 - Building 35 | Level 4 | RN35.04.019 | \Locations\Royal North Shore Hospital\RN35 - Building 35\Level 4 | \Geography\Oceania\Australia\New South Wales\Sydney Northern\Willoughby\St Leonards | \Organizations\101-NSW Health\8899-NSLHD | RN-001072 | Air Conditioner - Indoor Ducted Unit | Air Conditioner - Indoor Ducted Unit - RN35.04.019 | \Classifications\Specification Class\Building Equipment\HVAC\Terminal & Package Units\Fan Coil Units | Mechanical, Fan Coil Units, Cassette | ME-FCU-Ca | \Classifications\Specification Class\VBIS\ME - Mechanical\ME-FCU - Fan Coil Units\ME-FCU-Ca - Cassette |  | ACTRONAIR | LM7 |  |  | RN-001072 | [6 empty] | 2023-07-25 | 2 - Normal | 2 - Good | 3 - High |  | 2 - Normal | Statutory | Preventive | High |  |  | 20y0M
1785 | Royal North Shore Hospital | RN35 - Building 35 | Level 4 | RN35.04.020 | \Locations\Royal North Shore Hospital\RN35 - Building 35\Level 4 | \Geography\Oceania\Australia\New South Wales\Sydney Northern\Willoughby\St Leonards | \Organizations\101-NSW Health\8899-NSLHD | RN-001077 | Smoke Detector | Smoke Detector - RN35.04.020 | \Classifications\Specification Class\Building Equipment\Fire Protection\Fire Alarm Systems\Smoke Detectors | Fire Detection, Fire Detectors, Smoke | FD-FD-Sm | \Classifications\Specification Class\VBIS\FD - Fire Detection\FD-FD - Fire Detectors\FD-FD-Sm - Smoke |  | UNKNOWN |  |  |  | RN-001077 | [6 empty] | 2023-07-25 | 2 - Normal | 2 - Good | 2 - Medium |  | 2 - Normal | Statutory | Preventive | High |  |  | 16y0M
1786 | Royal North Shore Hospital | RN35 - Building 35 | Level 4 | RN35.04.019 | \Locations\Royal North Shore Hospital\RN35 - Building 35\Level 4 | \Geography\Oceania\Australia\New South Wales\Sydney Northern\Willoughby\St Leonards | \Organizations\101-NSW Health\8899-NSLHD | RN-001082 | Smoke Detector | Smoke Detector - RN35.04.019 | \Classifications\Specification Class\Building Equipment\Fire Protection\Fire Alarm Systems\Smoke Detectors | Fire Detection, Fire Detectors, Smoke | FD-FD-Sm | \Classifications\Specification Class\VBIS\FD - Fire Detection\FD-FD - Fire Detectors\FD-FD-Sm - Smoke |  | UNKNOWN |  |  |  | RN-001082 | [6 empty] | 2023-07-25 | 2 - Normal | 2 - Good | 2 - Medium |  | 2 - Normal | Statutory | Preventive | High |  |  | 16y0M
1787 | Royal North Shore Hospital | RN35 - Building 35 | Level 4 | RN35.04.018 | \Locations\Royal North Shore Hospital\RN35 - Building 35\Level 4 | \Geography\Oceania\Australia\New South Wales\Sydney Northern\Willoughby\St Leonards | \Organizations\101-NSW Health\8899-NSLHD | RN-001086 | Smoke Detector | Smoke Detector - RN35.04.018 | \Classifications\Specification Class\Building Equipment\Fire Protection\Fire Alarm Systems\Smoke Detectors | Fire Detection, Fire Detectors, Smoke | FD-FD-Sm | \Classifications\Specification Class\VBIS\FD - Fire Detection\FD-FD - Fire Detectors\FD-FD-Sm - Smoke |  | UNKNOWN |  |  |  | RN-001086 | [6 empty] | 2023-07-25 | 2 - Normal | 2 - Good | 2 - Medium |  | 2 - Normal | Statutory | Preventive | High |  |  | 16y0M
1788 | Royal North Shore Hospital | RN35 - Building 35 | Level 4 | RN35.04.018 | \Locations\Royal North Shore Hospital\RN35 - Building 35\Level 4 | \Geography\Oceania\Australia\New South Wales\Sydney Northern\Willoughby\St Leonards | \Organizations\101-NSW Health\8899-NSLHD | RN-001070 | Air Conditioner - Indoor Ducted Unit | Air Conditioner - Indoor Ducted Unit - RN35.04.018 | \Classifications\Specification Class\Building Equipment\HVAC\Terminal & Package Units\Fan Coil Units | Mechanical, Fan Coil Units, Cassette | ME-FCU-Ca | \Classifications\Specification Class\VBIS\ME - Mechanical\ME-FCU - Fan Coil Units\ME-FCU-Ca - Cassette |  | PANASONIC |  |  |  | RN-001070 | [6 empty] | 2023-07-25 | 2 - Normal | 2 - Good | 3 - High |  | 2 - Normal | Statutory | Preventive | High |  |  | 20y0M
1789 | Royal North Shore Hospital | RN35 - Building 35 | Level 4 | RN35.04.018 | \Locations\Royal North Shore Hospital\RN35 - Building 35\Level 4 | \Geography\Oceania\Australia\New South Wales\Sydney Northern\Willoughby\St Leonards | \Organizations\101-NSW Health\8899-NSLHD | RN-001080 | Air Conditioner - Indoor Ducted Unit | Air Conditioner - Indoor Ducted Unit - RN35.04.018 | \Classifications\Specification Class\Building Equipment\HVAC\Terminal & Package Units\Fan Coil Units | Mechanical, Fan Coil Units, Cassette | ME-FCU-Ca | \Classifications\Specification Class\VBIS\ME - Mechanical\ME-FCU - Fan Coil Units\ME-FCU-Ca - Cassette |  | PANASONIC | CZ-RTC5A |  |  | RN-001080 | [6 empty] | 2023-07-25 | 2 - Normal | 2 - Good | 3 - High |  | 2 - Normal | Statutory | Preventive | High |  |  | 20y0M
1790 | Royal North Shore Hospital | RN35 - Building 35 | Level 4 | RN35.04.018 | \Locations\Royal North Shore Hospital\RN35 - Building 35\Level 4 | \Geography\Oceania\Australia\New South Wales\Sydney Northern\Willoughby\St Leonards | \Organizations\101-NSW Health\8899-NSLHD | RN-001084 | Air Conditioner - Indoor Ducted Unit | Air Conditioner - Indoor Ducted Unit - RN35.04.018 | \Classifications\Specification Class\Building Equipment\HVAC\Terminal & Package Units\Fan Coil Units | Mechanical, Fan Coil Units, Cassette | ME-FCU-Ca | \Classifications\Specification Class\VBIS\ME - Mechanical\ME-FCU - Fan Coil Units\ME-FCU-Ca - Cassette |  | PANASONIC | S-100PE1R5A |  | E757080026 | RN-001084 |  |  |  |  | 2017-01-01 |  | 2023-07-25 | 2 - Normal | 2 - Good | 3 - High |  | 2 - Normal | Statutory | Preventive | High |  |  | 18y4M
1791 | Royal North Shore Hospital | RN35 - Building 35 | Level 4 | RN35.04.018 | \Locations\Royal North Shore Hospital\RN35 - Building 35\Level 4 | \Geography\Oceania\Australia\New South Wales\Sydney Northern\Willoughby\St Leonards | \Organizations\101-NSW Health\8899-NSLHD | RN-001075 | Air Conditioner - Indoor Ducted Unit | Air Conditioner - Indoor Ducted Unit - RN35.04.018 | \Classifications\Specification Class\Building Equipment\HVAC\Terminal & Package Units\Fan Coil Units | Mechanical, Fan Coil Units, Cassette | ME-FCU-Ca | \Classifications\Specification Class\VBIS\ME - Mechanical\ME-FCU - Fan Coil Units\ME-FCU-Ca - Cassette |  | PANASONIC | S-140PE1R5A |  | E777080266 | RN-001075 | [6 empty] | 2023-07-25 | 2 - Normal | 2 - Good | 3 - High |  | 2 - Normal | Statutory | Preventive | High |  |  | 20y0M
1792 | Royal North Shore Hospital | RN35 - Building 35 | Level 4 | RN35.04.018 | \Locations\Royal North Shore Hospital\RN35 - Building 35\Level 4 | \Geography\Oceania\Australia\New South Wales\Sydney Northern\Willoughby\St Leonards | \Organizations\101-NSW Health\8899-NSLHD | RN-001079 | Mechanical Services Switchboard - MSSB 35.4.1 | Mechanical Services Switchboard - MSSB 35.4.1 - RN35.04.018 | \Classifications\Specification Class\Building Equipment\Electrical\Electrical Service & Distribution\Distribution Boards | Electrical Power, Switchboard, Main Switch Board | EP-SB-MSB | \Classifications\Specification Class\VBIS\EP - Electrical Power\EP-SB - Switchboard\EP-SB-MSB - Main Switch Board |  | UNKNOWN |  |  |  | RN-001079 | [6 empty] | 2023-07-25 | 2 - Normal | 3 - Fair | 3 - High |  | 2 - Normal | Statutory | Preventive | High |  |  | 15y0M
1793 | Royal North Shore Hospital | RN35 - Building 35 | Level 4 | RN35.04.014 | \Locations\Royal North Shore Hospital\RN35 - Building 35\Level 4 | \Geography\Oceania\Australia\New South Wales\Sydney Northern\Willoughby\St Leonards | \Organizations\101-NSW Health\8899-NSLHD | RN-001091 | Smoke Detector | Smoke Detector - RN35.04.014 | \Classifications\Specification Class\Building Equipment\Fire Protection\Fire Alarm Systems\Smoke Detectors | Fire Detection, Fire Detectors, Smoke | FD-FD-Sm | \Classifications\Specification Class\VBIS\FD - Fire Detection\FD-FD - Fire Detectors\FD-FD-Sm - Smoke |  | UNKNOWN |  |  |  | RN-001091 | [6 empty] | 2023-07-25 | 2 - Normal | 2 - Good | 2 - Medium |  | 2 - Normal | Statutory | Preventive | High |  |  | 16y0M
1794 | Royal North Shore Hospital | RN35 - Building 35 | Level 4 | RN35.04.017 | \Locations\Royal North Shore Hospital\RN35 - Building 35\Level 4 | \Geography\Oceania\Australia\New South Wales\Sydney Northern\Willoughby\St Leonards | \Organizations\101-NSW Health\8899-NSLHD | RN-001074 | Smoke Detector | Smoke Detector - RN35.04.017 | \Classifications\Specification Class\Building Equipment\Fire Protection\Fire Alarm Systems\Smoke Detectors | Fire Detection, Fire Detectors, Smoke | FD-FD-Sm | \Classifications\Specification Class\VBIS\FD - Fire Detection\FD-FD - Fire Detectors\FD-FD-Sm - Smoke |  | UNKNOWN |  |  |  | RN-001074 | [6 empty] | 2023-07-25 | 2 - Normal | 2 - Good | 2 - Medium |  | 2 - Normal | Statutory | Preventive | High |  |  | 16y0M
1795 | Royal North Shore Hospital | RN35 - Building 35 | Level 4 | RN35.04.015 | \Locations\Royal North Shore Hospital\RN35 - Building 35\Level 4 | \Geography\Oceania\Australia\New South Wales\Sydney Northern\Willoughby\St Leonards | \Organizations\101-NSW Health\8899-NSLHD | RN-001088 | Air Conditioner - Indoor Ducted Unit | Air Conditioner - Indoor Ducted Unit - RN35.04.015 | \Classifications\Specification Class\Building Equipment\HVAC\Terminal & Package Units\Fan Coil Units | Mechanical, Fan Coil Units, Cassette | ME-FCU-Ca | \Classifications\Specification Class\VBIS\ME - Mechanical\ME-FCU - Fan Coil Units\ME-FCU-Ca - Cassette |  | PANASONIC | U-140PE1R5A |  | 6539407575 | RN-001088 |  |  |  |  | 2016-01-01 | Balcony | 2023-07-25 | 2 - Normal | 3 - Fair | 3 - High |  | 2 - Normal | Statutory | Preventive | High |  |  | 17y4M
1796 | Royal North Shore Hospital | RN35 - Building 35 | Level 4 | RN35.04.012 | \Locations\Royal North Shore Hospital\RN35 - Building 35\Level 4 | \Geography\Oceania\Australia\New South Wales\Sydney Northern\Willoughby\St Leonards | \Organizations\101-NSW Health\8899-NSLHD | RN-001068 | Smoke Detector | Smoke Detector - RN35.04.012 | \Classifications\Specification Class\Building Equipment\Fire Protection\Fire Alarm Systems\Smoke Detectors | Fire Detection, Fire Detectors, Smoke | FD-FD-Sm | \Classifications\Specification Class\VBIS\FD - Fire Detection\FD-FD - Fire Detectors\FD-FD-Sm - Smoke |  | UNKNOWN |  |  |  | RN-001068 | [6 empty] | 2023-07-25 | 2 - Normal | 2 - Good | 2 - Medium |  | 2 - Normal | Statutory | Preventive | High |  |  | 16y0M
1797 | Royal North Shore Hospital | RN35 - Building 35 | Level 4 | RN35.04.003 | \Locations\Royal North Shore Hospital\RN35 - Building 35\Level 4 | \Geography\Oceania\Australia\New South Wales\Sydney Northern\Willoughby\St Leonards | \Organizations\101-NSW Health\8899-NSLHD | RN-001098 | Emergency Exit Sign | Emergency Exit Sign - RN35.04.003 | \Classifications\Specification Class\Building Equipment\Electrical\Other Electrical Systems\Emergency Light & Power Systems\Emergency Evacuation Lighting | Electrical Lighting, Emergency Lighting, Testing | EL-EL-Te | \Classifications\Specification Class\VBIS\EL - Electrical Lighting\EL-EL - Emergency Lighting\EL-EL-Te - Testing |  | UNKNOWN | 24m |  |  | RN-001098 | [6 empty] | 2023-07-25 | 2 - Normal | 2 - Good | 2 - Medium |  | 2 - Normal | Statutory | Preventive | High |  |  | 20y0M
1798 | Royal North Shore Hospital | RN29 - Health Information Services | Level 1 | RN29.01.021 | \Locations\Royal North Shore Hospital\RN29 - Health Information Services\Level 1 | \Geography\Oceania\Australia\New South Wales\Sydney Northern\Willoughby\St Leonards | \Organizations\101-NSW Health\8899-NSLHD | RN-001116 | Outside Air Fan | Outside Air Fan - RN29.01.021 | \Classifications\Specification Class\Building Equipment\HVAC\Distribution Systems\Air Distribution Systems\Outside Air Fans | Mechanical, Fans | ME-Fa | \Classifications\Specification Class\VBIS\ME - Mechanical\ME-Fa - Fans |  | UNKNOWN |  |  |  | RN-001116 | [6 empty] | 2023-07-25 | 2 - Normal | 3 - Fair | 2 - Medium |  | 2 - Normal | Non-Statutory | Preventive | Medium |  |  | 6y0M | [9 empty] | 29.1
1799 | Royal North Shore Hospital | RN35 - Building 35 | Level 1 | External | \Locations\Royal North Shore Hospital\RN35 - Building 35\Level 1 | \Geography\Oceania\Australia\New South Wales\Sydney Northern\Willoughby\St Leonards | \Organizations\101-NSW Health\8899-NSLHD | RN-001117 | Utility Meter - Water | Utility Meter - Water - External | \Classifications\Specification Class\Building Equipment\Infrastructure and Grounds\Hydraulic Services\Utility Meter | Building Management and Control, Metering, Water | BMC-Me-Wa | \Classifications\Specification Class\VBIS\BMC - Building Management and Control\BMC-Me - Metering\BMC-Me-Wa - Water |  | ARAD | WSTPL50 |  |  | RN-001117 |  |  |  |  | 2017-01-01 |  | 2023-07-25 | 3 - Poor | 3 - Fair | 1 - Low |  | 2 - Normal | Non-Statutory | Run To Failure | Low |  |  | 13y4M
1800 | Royal North Shore Hospital | RN31 - Vanderfield Building | Level 1 | RN31.01.002 | \Locations\Royal North Shore Hospital\RN31 - Vanderfield Building\Level 1 | \Geography\Oceania\Australia\New South Wales\Sydney Northern\Willoughby\St Leonards | \Organizations\101-NSW Health\8899-NSLHD | RN-001111 | Smoke Detector | Smoke Detector - RN31.01.002 | \Classifications\Specification Class\Building Equipment\Fire Protection\Fire Alarm Systems\Smoke Detectors | Fire Detection, Fire Detectors, Smoke | FD-FD-Sm | \Classifications\Specification Class\VBIS\FD - Fire Detection\FD-FD - Fire Detectors\FD-FD-Sm - Smoke |  | UNKNOWN |  |  |  | RN-001111 | [6 empty] | 2023-07-25 | 2 - Normal | 2 - Good | 2 - Medium |  | 2 - Normal | Statutory | Preventive | High |  |  | 16y0M
1801 | Royal North Shore Hospital | RN31 - Vanderfield Building | Level 1 | RN31.01.002 | \Locations\Royal North Shore Hospital\RN31 - Vanderfield Building\Level 1 | \Geography\Oceania\Australia\New South Wales\Sydney Northern\Willoughby\St Leonards | \Organizations\101-NSW Health\8899-NSLHD | RN-001119 | Smoke Detector | Smoke Detector - RN31.01.002 | \Classifications\Specification Class\Building Equipment\Fire Protection\Fire Alarm Systems\Smoke Detectors | Fire Detection, Fire Detectors, Smoke | FD-FD-Sm | \Classifications\Specification Class\VBIS\FD - Fire Detection\FD-FD - Fire Detectors\FD-FD-Sm - Smoke |  | UNKNOWN |  |  |  | RN-001119 | [6 empty] | 2023-07-25 | 2 - Normal | 2 - Good | 2 - Medium |  | 2 - Normal | Statutory | Preventive | High |  |  | 16y0M
1802 | Royal North Shore Hospital | RN31 - Vanderfield Building | Level 1 | RN31.01.006 | \Locations\Royal North Shore Hospital\RN31 - Vanderfield Building\Level 1 | \Geography\Oceania\Australia\New South Wales\Sydney Northern\Willoughby\St Leonards | \Organizations\101-NSW Health\8899-NSLHD | RN-001121 | Smoke Detector | Smoke Detector - RN31.01.006 | \Classifications\Specification Class\Building Equipment\Fire Protection\Fire Alarm Systems\Smoke Detectors | Fire Detection, Fire Detectors, Smoke | FD-FD-Sm | \Classifications\Specification Class\VBIS\FD - Fire Detection\FD-FD - Fire Detectors\FD-FD-Sm - Smoke |  | UNKNOWN |  |  |  | RN-001121 | [6 empty] | 2023-07-25 | 2 - Normal | 2 - Good | 2 - Medium |  | 2 - Normal | Statutory | Preventive | High |  |  | 16y0M
1803 | Royal North Shore Hospital | RN31 - Vanderfield Building | Level 1 | RN31.01.007 | \Locations\Royal North Shore Hospital\RN31 - Vanderfield Building\Level 1 | \Geography\Oceania\Australia\New South Wales\Sydney Northern\Willoughby\St Leonards | \Organizations\101-NSW Health\8899-NSLHD | RN-001120 | Smoke Detector | Smoke Detector - RN31.01.007 | \Classifications\Specification Class\Building Equipment\Fire Protection\Fire Alarm Systems\Smoke Detectors | Fire Detection, Fire Detectors, Smoke | FD-FD-Sm | \Classifications\Specification Class\VBIS\FD - Fire Detection\FD-FD - Fire Detectors\FD-FD-Sm - Smoke |  | UNKNOWN |  |  |  | RN-001120 | [6 empty] | 2023-07-25 | 2 - Normal | 2 - Good | 2 - Medium |  | 2 - Normal | Statutory | Preventive | High |  |  | 16y0M
1804 | Royal North Shore Hospital | RN31 - Vanderfield Building | Level 1 | RN31.01.008 | \Locations\Royal North Shore Hospital\RN31 - Vanderfield Building\Level 1 | \Geography\Oceania\Australia\New South Wales\Sydney Northern\Willoughby\St Leonards | \Organizations\101-NSW Health\8899-NSLHD | RN-001125 | Smoke Detector | Smoke Detector - RN31.01.008 | \Classifications\Specification Class\Building Equipment\Fire Protection\Fire Alarm Systems\Smoke Detectors | Fire Detection, Fire Detectors, Smoke | FD-FD-Sm | \Classifications\Specification Class\VBIS\FD - Fire Detection\FD-FD - Fire Detectors\FD-FD-Sm - Smoke |  | UNKNOWN |  |  |  | RN-001125 | [6 empty] | 2023-07-25 | 2 - Normal | 2 - Good | 2 - Medium |  | 2 - Normal | Statutory | Preventive | High |  |  | 16y0M
1805 | Royal North Shore Hospital | RN31 - Vanderfield Building | Level 1 | RN31.01.009 | \Locations\Royal North Shore Hospital\RN31 - Vanderfield Building\Level 1 | \Geography\Oceania\Australia\New South Wales\Sydney Northern\Willoughby\St Leonards | \Organizations\101-NSW Health\8899-NSLHD | RN-001124 | Smoke Detector | Smoke Detector - RN31.01.009 | \Classifications\Specification Class\Building Equipment\Fire Protection\Fire Alarm Systems\Smoke Detectors | Fire Detection, Fire Detectors, Smoke | FD-FD-Sm | \Classifications\Specification Class\VBIS\FD - Fire Detection\FD-FD - Fire Detectors\FD-FD-Sm - Smoke |  | UNKNOWN |  |  |  | RN-001124 | [6 empty] | 2023-07-25 | 2 - Normal | 2 - Good | 2 - Medium |  | 2 - Normal | Statutory | Preventive | High |  |  | 16y0M
1806 | Royal North Shore Hospital | RN31 - Vanderfield Building | Level 1 | RN31.01.009 | \Locations\Royal North Shore Hospital\RN31 - Vanderfield Building\Level 1 | \Geography\Oceania\Australia\New South Wales\Sydney Northern\Willoughby\St Leonards | \Organizations\101-NSW Health\8899-NSLHD | RN-001123 | Hot Water Circulating Pump | Hot Water Circulating Pump - RN31.01.009 | \Classifications\Specification Class\Building Equipment\Plumbing\Domestic Water Distribution\Hot Water Service\Hot Water Circulating Pumps | Hydraulics, Pumps | HY-Pu | \Classifications\Specification Class\VBIS\HY - Hydraulics\HY-Pu - Pumps |  | GRUNDFOS | UPS 20-60B |  | D016 | RN-001123 | [6 empty] | 2023-07-25 | 2 - Normal | 3 - Fair | 2 - Medium |  | 2 - Normal | Statutory | Preventive | Medium |  |  | 6y0M
1807 | Royal North Shore Hospital | RN31 - Vanderfield Building | Level 1 | RN31.01.009 | \Locations\Royal North Shore Hospital\RN31 - Vanderfield Building\Level 1 | \Geography\Oceania\Australia\New South Wales\Sydney Northern\Willoughby\St Leonards | \Organizations\101-NSW Health\8899-NSLHD | RN-001127 | Smoke Detector | Smoke Detector - RN31.01.009 | \Classifications\Specification Class\Building Equipment\Fire Protection\Fire Alarm Systems\Smoke Detectors | Fire Detection, Fire Detectors, Smoke | FD-FD-Sm | \Classifications\Specification Class\VBIS\FD - Fire Detection\FD-FD - Fire Detectors\FD-FD-Sm - Smoke |  | UNKNOWN |  |  |  | RN-001127 | [6 empty] | 2023-07-25 | 2 - Normal | 2 - Good | 2 - Medium |  | 2 - Normal | Statutory | Preventive | High |  |  | 16y0M
1808 | Royal North Shore Hospital | RN31 - Vanderfield Building | Level 1 | RN31.01.004 | \Locations\Royal North Shore Hospital\RN31 - Vanderfield Building\Level 1 | \Geography\Oceania\Australia\New South Wales\Sydney Northern\Willoughby\St Leonards | \Organizations\101-NSW Health\8899-NSLHD | RN-001126 | Smoke Detector | Smoke Detector - RN31.01.004 | \Classifications\Specification Class\Building Equipment\Fire Protection\Fire Alarm Systems\Smoke Detectors | Fire Detection, Fire Detectors, Smoke | FD-FD-Sm | \Classifications\Specification Class\VBIS\FD - Fire Detection\FD-FD - Fire Detectors\FD-FD-Sm - Smoke |  | UNKNOWN |  |  |  | RN-001126 | [6 empty] | 2023-07-25 | 2 - Normal | 2 - Good | 2 - Medium |  | 2 - Normal | Statutory | Preventive | High |  |  | 16y0M
1809 | Royal North Shore Hospital | RN31 - Vanderfield Building | Level 1 | RN31.01.003 | \Locations\Royal North Shore Hospital\RN31 - Vanderfield Building\Level 1 | \Geography\Oceania\Australia\New South Wales\Sydney Northern\Willoughby\St Leonards | \Organizations\101-NSW Health\8899-NSLHD | RN-001129 | Smoke Detector | Smoke Detector - RN31.01.003 | \Classifications\Specification Class\Building Equipment\Fire Protection\Fire Alarm Systems\Smoke Detectors | Fire Detection, Fire Detectors, Smoke | FD-FD-Sm | \Classifications\Specification Class\VBIS\FD - Fire Detection\FD-FD - Fire Detectors\FD-FD-Sm - Smoke |  | UNKNOWN |  |  |  | RN-001129 | [6 empty] | 2023-07-25 | 2 - Normal | 2 - Good | 2 - Medium |  | 2 - Normal | Statutory | Preventive | High |  |  | 16y0M
1810 | Royal North Shore Hospital | RN31 - Vanderfield Building | Level 3 | RN31.03.001 | \Locations\Royal North Shore Hospital\RN31 - Vanderfield Building\Level 3\RN31.03.001 Stairway | \Geography\Oceania\Australia\New South Wales\Sydney Northern\Willoughby\St Leonards | \Organizations\101-NSW Health\8899-NSLHD | RN-001132 | Emergency Exit Sign | Emergency Exit Sign - RN31.03.001 | \Classifications\Specification Class\Building Equipment\Electrical\Other Electrical Systems\Emergency Light & Power Systems\Emergency Evacuation Lighting | Electrical Lighting, Emergency Lighting, Testing | EL-EL-Te | \Classifications\Specification Class\VBIS\EL - Electrical Lighting\EL-EL - Emergency Lighting\EL-EL-Te - Testing |  | EKTOR | 24m |  |  | RN-001132 | [6 empty] | 2023-07-25 | 2 - Normal | 2 - Good | 2 - Medium |  | 2 - Normal | Statutory | Preventive | High |  |  | 20y0M
1811 | Royal North Shore Hospital | RN31 - Vanderfield Building | Level 3 | RN31.03.001 | \Locations\Royal North Shore Hospital\RN31 - Vanderfield Building\Level 3\RN31.03.001 Stairway | \Geography\Oceania\Australia\New South Wales\Sydney Northern\Willoughby\St Leonards | \Organizations\101-NSW Health\8899-NSLHD | RN-001133 | Air Conditioner - Indoor Ducted Unit | Air Conditioner - Indoor Ducted Unit - RN31.03.001 | \Classifications\Specification Class\Building Equipment\HVAC\Terminal & Package Units\Fan Coil Units | Mechanical, Fan Coil Units, Cassette | ME-FCU-Ca | \Classifications\Specification Class\VBIS\ME - Mechanical\ME-FCU - Fan Coil Units\ME-FCU-Ca - Cassette |  | MITSUBISHI ELECTRIC | PAR-33MAA |  |  | RN-001133 | [6 empty] | 2023-07-25 | 2 - Normal | 2 - Good | 3 - High |  | 2 - Normal | Statutory | Preventive | High |  |  | 20y0M | [9 empty] | Tagged at the controller unit
1812 | Royal North Shore Hospital | RN31 - Vanderfield Building | Level 3 | RN31.03.001 | \Locations\Royal North Shore Hospital\RN31 - Vanderfield Building\Level 3\RN31.03.001 Stairway | \Geography\Oceania\Australia\New South Wales\Sydney Northern\Willoughby\St Leonards | \Organizations\101-NSW Health\8899-NSLHD | RN-001134 | Emergency Light | Emergency Light - RN31.03.001 | \Classifications\Specification Class\Building Equipment\Electrical\Other Electrical Systems\Emergency Light & Power Systems\Emergency Evacuation Lighting | Electrical Lighting, Emergency Lighting, Testing | EL-EL-Te | \Classifications\Specification Class\VBIS\EL - Electrical Lighting\EL-EL - Emergency Lighting\EL-EL-Te - Testing |  | KWICKY |  |  |  | RN-001134 | [6 empty] | 2023-07-25 | 2 - Normal | 2 - Good | 2 - Medium |  | 2 - Normal | Statutory | Preventive | High |  |  | 20y0M
1813 | Royal North Shore Hospital | RN31 - Vanderfield Building | Level 3 | RN31.03.001 | \Locations\Royal North Shore Hospital\RN31 - Vanderfield Building\Level 3\RN31.03.001 Stairway | \Geography\Oceania\Australia\New South Wales\Sydney Northern\Willoughby\St Leonards | \Organizations\101-NSW Health\8899-NSLHD | RN-001135 | Smoke Detector | Smoke Detector - RN31.03.001 | \Classifications\Specification Class\Building Equipment\Fire Protection\Fire Alarm Systems\Smoke Detectors | Fire Detection, Fire Detectors, Smoke | FD-FD-Sm | \Classifications\Specification Class\VBIS\FD - Fire Detection\FD-FD - Fire Detectors\FD-FD-Sm - Smoke |  | UNKNOWN |  |  |  | RN-001135 | [6 empty] | 2023-07-25 | 2 - Normal | 2 - Good | 2 - Medium |  | 2 - Normal | Statutory | Preventive | High |  |  | 16y0M
1814 | Royal North Shore Hospital | RN31 - Vanderfield Building | Level 3 | RN31.03.001 | \Locations\Royal North Shore Hospital\RN31 - Vanderfield Building\Level 3\RN31.03.001 Stairway | \Geography\Oceania\Australia\New South Wales\Sydney Northern\Willoughby\St Leonards | \Organizations\101-NSW Health\8899-NSLHD | RN-001136 | Emergency Exit Sign | Emergency Exit Sign - RN31.03.001 | \Classifications\Specification Class\Building Equipment\Electrical\Other Electrical Systems\Emergency Light & Power Systems\Emergency Evacuation Lighting | Electrical Lighting, Emergency Lighting, Testing | EL-EL-Te | \Classifications\Specification Class\VBIS\EL - Electrical Lighting\EL-EL - Emergency Lighting\EL-EL-Te - Testing |  | EKTOR | 24m |  |  | RN-001136 | [6 empty] | 2023-07-25 | 2 - Normal | 2 - Good | 2 - Medium |  | 2 - Normal | Statutory | Preventive | High |  |  | 20y0M
1815 | Royal North Shore Hospital | RN31 - Vanderfield Building | Level 3 | RN31.03.001 | \Locations\Royal North Shore Hospital\RN31 - Vanderfield Building\Level 3\RN31.03.001 Stairway | \Geography\Oceania\Australia\New South Wales\Sydney Northern\Willoughby\St Leonards | \Organizations\101-NSW Health\8899-NSLHD | RN-001146 | Smoke Detector | Smoke Detector - RN31.03.001 | \Classifications\Specification Class\Building Equipment\Fire Protection\Fire Alarm Systems\Smoke Detectors | Fire Detection, Fire Detectors, Smoke | FD-FD-Sm | \Classifications\Specification Class\VBIS\FD - Fire Detection\FD-FD - Fire Detectors\FD-FD-Sm - Smoke |  | UNKNOWN |  |  |  | RN-001146 | [6 empty] | 2023-07-25 | 2 - Normal | 2 - Good | 2 - Medium |  | 2 - Normal | Statutory | Preventive | High |  |  | 16y0M
1816 | Royal North Shore Hospital | RN31 - Vanderfield Building | Level 3 | RN31.03.001 | \Locations\Royal North Shore Hospital\RN31 - Vanderfield Building\Level 3\RN31.03.001 Stairway | \Geography\Oceania\Australia\New South Wales\Sydney Northern\Willoughby\St Leonards | \Organizations\101-NSW Health\8899-NSLHD | RN-001148 | Emergency Light | Emergency Light - RN31.03.001 | \Classifications\Specification Class\Building Equipment\Electrical\Other Electrical Systems\Emergency Light & Power Systems\Emergency Evacuation Lighting | Electrical Lighting, Emergency Lighting, Testing | EL-EL-Te | \Classifications\Specification Class\VBIS\EL - Electrical Lighting\EL-EL - Emergency Lighting\EL-EL-Te - Testing |  | KWICKY |  |  |  | RN-001148 | [6 empty] | 2023-07-25 | 2 - Normal | 2 - Good | 2 - Medium |  | 2 - Normal | Statutory | Preventive | High |  |  | 20y0M
1817 | Royal North Shore Hospital | RN31 - Vanderfield Building | Level 3 | RN31.03.001 | \Locations\Royal North Shore Hospital\RN31 - Vanderfield Building\Level 3\RN31.03.001 Stairway | \Geography\Oceania\Australia\New South Wales\Sydney Northern\Willoughby\St Leonards | \Organizations\101-NSW Health\8899-NSLHD | RN-001147 | Smoke Detector | Smoke Detector - RN31.03.001 | \Classifications\Specification Class\Building Equipment\Fire Protection\Fire Alarm Systems\Smoke Detectors | Fire Detection, Fire Detectors, Smoke | FD-FD-Sm | \Classifications\Specification Class\VBIS\FD - Fire Detection\FD-FD - Fire Detectors\FD-FD-Sm - Smoke |  | UNKNOWN |  |  |  | RN-001147 | [6 empty] | 2023-07-25 | 2 - Normal | 2 - Good | 2 - Medium |  | 2 - Normal | Statutory | Preventive | High |  |  | 16y0M
1818 | Royal North Shore Hospital | RN31 - Vanderfield Building | Level 3 | RN31.03.001 | \Locations\Royal North Shore Hospital\RN31 - Vanderfield Building\Level 3\RN31.03.001 Stairway | \Geography\Oceania\Australia\New South Wales\Sydney Northern\Willoughby\St Leonards | \Organizations\101-NSW Health\8899-NSLHD | RN-001149 | Smoke Detector | Smoke Detector - RN31.03.001 | \Classifications\Specification Class\Building Equipment\Fire Protection\Fire Alarm Systems\Smoke Detectors | Fire Detection, Fire Detectors, Smoke | FD-FD-Sm | \Classifications\Specification Class\VBIS\FD - Fire Detection\FD-FD - Fire Detectors\FD-FD-Sm - Smoke |  | UNKNOWN |  |  |  | RN-001149 | [6 empty] | 2023-07-25 | 2 - Normal | 2 - Good | 2 - Medium |  | 2 - Normal | Statutory | Preventive | High |  |  | 16y0M
1819 | Royal North Shore Hospital | RN31 - Vanderfield Building | Level 3 | RN31.03.001 | \Locations\Royal North Shore Hospital\RN31 - Vanderfield Building\Level 3\RN31.03.001 Stairway | \Geography\Oceania\Australia\New South Wales\Sydney Northern\Willoughby\St Leonards | \Organizations\101-NSW Health\8899-NSLHD | RN-001150 | Distribution Board (Sub) - SB31.2.1 | Distribution Board (Sub) - SB31.2.1 - RN31.03.001 | \Classifications\Specification Class\Building Equipment\Electrical\Electrical Service & Distribution\Distribution Boards | Electrical Power, Switchboard, Main Switch Board | EP-SB-MSB | \Classifications\Specification Class\VBIS\EP - Electrical Power\EP-SB - Switchboard\EP-SB-MSB - Main Switch Board |  | CLIPSAL |  |  |  | RN-001150 | [5 empty] | Cupboard | 2023-07-25 | 2 - Normal | 3 - Fair | 3 - High |  | 2 - Normal | Statutory | Preventive | High |  |  | 15y0M | [9 empty] | 1 RCD
1820 | Royal North Shore Hospital | RN31 - Vanderfield Building | Level 3 | RN31.03.001 | \Locations\Royal North Shore Hospital\RN31 - Vanderfield Building\Level 3\RN31.03.001 Stairway | \Geography\Oceania\Australia\New South Wales\Sydney Northern\Willoughby\St Leonards | \Organizations\101-NSW Health\8899-NSLHD | RN-001143 | Smoke Detector | Smoke Detector - RN31.03.001 | \Classifications\Specification Class\Building Equipment\Fire Protection\Fire Alarm Systems\Smoke Detectors | Fire Detection, Fire Detectors, Smoke | FD-FD-Sm | \Classifications\Specification Class\VBIS\FD - Fire Detection\FD-FD - Fire Detectors\FD-FD-Sm - Smoke |  | UNKNOWN |  |  |  | RN-001143 | [5 empty] | Cupboard | 2023-07-25 | 2 - Normal | 3 - Fair | 2 - Medium |  | 2 - Normal | Statutory | Preventive | High |  |  | 12y0M
1821 | Royal North Shore Hospital | RN30 - Building 30 | Level 2 | RN30.02.001 | \Locations\Royal North Shore Hospital\RN30 - Building 30\Level 2\RN30.02.001 Stairs | \Geography\Oceania\Australia\New South Wales\Sydney Northern\Willoughby\St Leonards | \Organizations\101-NSW Health\8899-NSLHD | RN-000631 | Distribution Board - Emergency Light Test Switch | Distribution Board - Emergency Light Test Switch - RN30.02.001 | \Classifications\Specification Class\Building Equipment\Electrical\Electrical Service & Distribution\Distribution Boards | Electrical Power, Switchboard, Main Switch Board | EP-SB-MSB | \Classifications\Specification Class\VBIS\EP - Electrical Power\EP-SB - Switchboard\EP-SB-MSB - Main Switch Board |  | EKTOR |  |  |  | RN-000631 | [6 empty] | 2023-07-25 | 2 - Normal | 2 - Good | 3 - High |  | 2 - Normal | Statutory | Preventive | High |  |  | 20y0M
1822 | Royal North Shore Hospital | RN36 - Building 36 | Level 1 | RN36.01.018 | \Locations\Royal North Shore Hospital\RN36 - Building 36\Level 1 | \Geography\Oceania\Australia\New South Wales\Sydney Northern\Willoughby\St Leonards | \Organizations\101-NSW Health\8899-NSLHD | RNS-000001 | Smoke Detector | Smoke Detector - RN36.01.018 | \Classifications\Specification Class\Building Equipment\Fire Protection\Fire Alarm Systems\Smoke Detectors | Fire Detection, Fire Detectors, Smoke | FD-FD-Sm | \Classifications\Specification Class\VBIS\FD - Fire Detection\FD-FD - Fire Detectors\FD-FD-Sm - Smoke |  | UNKNOWN |  |  | 1756887 | RNS-000001 | [6 empty] | 2023-07-25 | 2 - Normal | 2 - Good | 2 - Medium |  | 2 - Normal | Statutory | Preventive | High |  |  | 16y0M
1823 | Royal North Shore Hospital | RN36 - Building 36 | Level 1 | RN36.01.018 | \Locations\Royal North Shore Hospital\RN36 - Building 36\Level 1 | \Geography\Oceania\Australia\New South Wales\Sydney Northern\Willoughby\St Leonards | \Organizations\101-NSW Health\8899-NSLHD | RNS-000003 | Smoke Detector | Smoke Detector - RN36.01.018 | \Classifications\Specification Class\Building Equipment\Fire Protection\Fire Alarm Systems\Smoke Detectors | Fire Detection, Fire Detectors, Smoke | FD-FD-Sm | \Classifications\Specification Class\VBIS\FD - Fire Detection\FD-FD - Fire Detectors\FD-FD-Sm - Smoke |  | UNKNOWN |  |  | 1756887 | RNS-000003 | [6 empty] | 2023-07-25 | 2 - Normal | 2 - Good | 2 - Medium |  | 2 - Normal | Statutory | Preventive | High |  |  | 16y0M
1824 | Royal North Shore Hospital | RN36 - Building 36 | Level 1 | RN36.01.029 | \Locations\Royal North Shore Hospital\RN36 - Building 36\Level 1 | \Geography\Oceania\Australia\New South Wales\Sydney Northern\Willoughby\St Leonards | \Organizations\101-NSW Health\8899-NSLHD | RNS-000005 | Fire Extinguisher - CO2 | Fire Extinguisher - CO2 - RN36.01.029 | \Classifications\Specification Class\Building Equipment\Fire Protection\Fire Protection Specialities\Fire Extinguishers\CO2 | Fire Suppression, Portable Fire Extinguisher, Carbon Dioxide | FS-PFE-CD | \Classifications\Specification Class\VBIS\FS - Fire Suppression\FS-PFE - Portable Fire Extinguisher\FS-PFE-CD - Carbon Dioxide |  | AMPAC | 3.5kg |  | 6557 | RNS-000005 | [6 empty] | 2023-07-25 | 2 - Normal | 2 - Good | 2 - Medium |  | 2 - Normal | Statutory | Preventive | High |  |  | 12y0M
1825 | Royal North Shore Hospital | RN36 - Building 36 | Level 1 | RN36.01.029 | \Locations\Royal North Shore Hospital\RN36 - Building 36\Level 1 | \Geography\Oceania\Australia\New South Wales\Sydney Northern\Willoughby\St Leonards | \Organizations\101-NSW Health\8899-NSLHD | RNS-000004 | Fire Hose Reel | Fire Hose Reel - RN36.01.029 | \Classifications\Specification Class\Building Equipment\Fire Protection\Fire Protection Specialities\Fire Hose Reels | Fire Suppression, Fire Hose Reel | FS-FHR | \Classifications\Specification Class\VBIS\FS - Fire Suppression\FS-FHR - Fire Hose Reel |  | FIREGARD | 36m |  | 1824779 | RNS-000004 | [6 empty] | 2023-07-25 | 2 - Normal | 2 - Good | 2 - Medium |  | 2 - Normal | Statutory | Preventive | High |  |  | 12y0M
1826 | Royal North Shore Hospital | RN36 - Building 36 | Level 1 | RN36.01.018 | \Locations\Royal North Shore Hospital\RN36 - Building 36\Level 1 | \Geography\Oceania\Australia\New South Wales\Sydney Northern\Willoughby\St Leonards | \Organizations\101-NSW Health\8899-NSLHD | RNS-000002 | Smoke Detector | Smoke Detector - RN36.01.018 | \Classifications\Specification Class\Building Equipment\Fire Protection\Fire Alarm Systems\Smoke Detectors | Fire Detection, Fire Detectors, Smoke | FD-FD-Sm | \Classifications\Specification Class\VBIS\FD - Fire Detection\FD-FD - Fire Detectors\FD-FD-Sm - Smoke |  | UNKNOWN |  |  | 1929277 | RNS-000002 | [6 empty] | 2023-07-25 | 2 - Normal | 2 - Good | 2 - Medium |  | 2 - Normal | Statutory | Preventive | High |  |  | 16y0M
1827 | Royal North Shore Hospital | RN36 - Building 36 | Level 1 | RN36.01.029 | \Locations\Royal North Shore Hospital\RN36 - Building 36\Level 1 | \Geography\Oceania\Australia\New South Wales\Sydney Northern\Willoughby\St Leonards | \Organizations\101-NSW Health\8899-NSLHD | RNS-000008 | Remote Indicator - Concealed Space | Remote Indicator - Concealed Space - RN36.01.029 | \Classifications\Specification Class\Building Equipment\Fire Protection\Fire Alarm Systems | Fire Suppression, Warden Intercom Point | FS-WIP | \Classifications\Specification Class\VBIS\FS - Fire Suppression\FS-WIP - Warden Intercom Point |  | UNKNOWN |  |  |  | RNS-000008 | [6 empty] | 2023-07-25 | 2 - Normal | 2 - Good | 2 - Medium |  | 2 - Normal | Statutory | Preventive | High |  |  | 9y7M
1828 | Royal North Shore Hospital | RN36 - Building 36 | Level 1 | RN36.01.029 | \Locations\Royal North Shore Hospital\RN36 - Building 36\Level 1 | \Geography\Oceania\Australia\New South Wales\Sydney Northern\Willoughby\St Leonards | \Organizations\101-NSW Health\8899-NSLHD | RNS-000007 | Smoke Detector | Smoke Detector - RN36.01.029 | \Classifications\Specification Class\Building Equipment\Fire Protection\Fire Alarm Systems\Smoke Detectors | Fire Detection, Fire Detectors, Smoke | FD-FD-Sm | \Classifications\Specification Class\VBIS\FD - Fire Detection\FD-FD - Fire Detectors\FD-FD-Sm - Smoke |  | UNKNOWN |  |  | 1756880 | RNS-000007 | [6 empty] | 2023-07-25 | 2 - Normal | 2 - Good | 2 - Medium |  | 2 - Normal | Statutory | Preventive | High |  |  | 16y0M
1829 | Royal North Shore Hospital | RN36 - Building 36 | Level 1 | RN36.01.029 | \Locations\Royal North Shore Hospital\RN36 - Building 36\Level 1 | \Geography\Oceania\Australia\New South Wales\Sydney Northern\Willoughby\St Leonards | \Organizations\101-NSW Health\8899-NSLHD | RNS-000009 | Remote Indicator - Concealed Space | Remote Indicator - Concealed Space - RN36.01.029 | \Classifications\Specification Class\Building Equipment\Fire Protection\Fire Alarm Systems | Fire Suppression, Warden Intercom Point | FS-WIP | \Classifications\Specification Class\VBIS\FS - Fire Suppression\FS-WIP - Warden Intercom Point |  | UNKNOWN |  |  |  | RNS-000009 | [6 empty] | 2023-07-25 | 2 - Normal | 2 - Good | 2 - Medium |  | 2 - Normal | Statutory | Preventive | High |  |  | 9y7M
1830 | Royal North Shore Hospital | RN36 - Building 36 | Level 1 | RN36.01.029 | \Locations\Royal North Shore Hospital\RN36 - Building 36\Level 1 | \Geography\Oceania\Australia\New South Wales\Sydney Northern\Willoughby\St Leonards | \Organizations\101-NSW Health\8899-NSLHD | RNS-000006 | Smoke Detector | Smoke Detector - RN36.01.029 | \Classifications\Specification Class\Building Equipment\Fire Protection\Fire Alarm Systems\Smoke Detectors | Fire Detection, Fire Detectors, Smoke | FD-FD-Sm | \Classifications\Specification Class\VBIS\FD - Fire Detection\FD-FD - Fire Detectors\FD-FD-Sm - Smoke |  | UNKNOWN |  |  | 1929280 | RNS-000006 | [6 empty] | 2023-07-25 | 2 - Normal | 2 - Good | 2 - Medium |  | 2 - Normal | Statutory | Preventive | High |  |  | 16y0M
1831 | Royal North Shore Hospital | RN36 - Building 36 | Level 1 | RN36.01.029 | \Locations\Royal North Shore Hospital\RN36 - Building 36\Level 1 | \Geography\Oceania\Australia\New South Wales\Sydney Northern\Willoughby\St Leonards | \Organizations\101-NSW Health\8899-NSLHD | RNS-000010 | Distribution Board - DB-36.1.1 | Distribution Board - DB-36.1.1 - RN36.01.029 | \Classifications\Specification Class\Building Equipment\Electrical\Electrical Service & Distribution\Distribution Boards | Electrical Power, Switchboard, Main Switch Board | EP-SB-MSB | \Classifications\Specification Class\VBIS\EP - Electrical Power\EP-SB - Switchboard\EP-SB-MSB - Main Switch Board |  | EATON | ELQ120C3TW |  |  | RNS-000010 | [6 empty] | 2023-07-25 | 2 - Normal | 2 - Good | 3 - High |  | 2 - Normal | Statutory | Preventive | High |  |  | 20y0M
1832 | Royal North Shore Hospital | RN36 - Building 36 | Level 1 | RN36.01.029 | \Locations\Royal North Shore Hospital\RN36 - Building 36\Level 1 | \Geography\Oceania\Australia\New South Wales\Sydney Northern\Willoughby\St Leonards | \Organizations\101-NSW Health\8899-NSLHD | RNS-000011 | Mechanical Services Switchboard - MSSB 36.1.1 | Mechanical Services Switchboard - MSSB 36.1.1 - RN36.01.029 | \Classifications\Specification Class\Building Equipment\Electrical\Electrical Service & Distribution\Distribution Boards | Electrical Power, Switchboard, Main Switch Board | EP-SB-MSB | \Classifications\Specification Class\VBIS\EP - Electrical Power\EP-SB - Switchboard\EP-SB-MSB - Main Switch Board |  | UNKNOWN |  |  |  | RNS-000011 | [6 empty] | 2023-07-25 | 2 - Normal | 3 - Fair | 3 - High |  | 2 - Normal | Statutory | Preventive | High |  |  | 15y0M
1833 | Royal North Shore Hospital | RN36 - Building 36 | Level 1 | RN36.01.029 | \Locations\Royal North Shore Hospital\RN36 - Building 36\Level 1 | \Geography\Oceania\Australia\New South Wales\Sydney Northern\Willoughby\St Leonards | \Organizations\101-NSW Health\8899-NSLHD | RNS-000012 | Fan Coil Unit | Fan Coil Unit - RN36.01.029 | \Classifications\Specification Class\Building Equipment\HVAC\Terminal & Package Units\Fan Coil Units | Mechanical, Fan Coil Units, Cassette | ME-FCU-Ca | \Classifications\Specification Class\VBIS\ME - Mechanical\ME-FCU - Fan Coil Units\ME-FCU-Ca - Cassette |  | CARRIER | 40RR01640011 |  | 03B864845 | RNS-000012 | [6 empty] | 2023-07-25 | 2 - Normal | 2 - Good | 3 - High |  | 2 - Normal | Statutory | Preventive | High |  |  | 20y0M
1834 | Royal North Shore Hospital | RN36 - Building 36 | Level 1 | RN36.01.017 | \Locations\Royal North Shore Hospital\RN36 - Building 36\Level 1 | \Geography\Oceania\Australia\New South Wales\Sydney Northern\Willoughby\St Leonards | \Organizations\101-NSW Health\8899-NSLHD | RNS-000013 | Smoke Detector | Smoke Detector - RN36.01.017 | \Classifications\Specification Class\Building Equipment\Fire Protection\Fire Alarm Systems\Smoke Detectors | Fire Detection, Fire Detectors, Smoke | FD-FD-Sm | \Classifications\Specification Class\VBIS\FD - Fire Detection\FD-FD - Fire Detectors\FD-FD-Sm - Smoke |  | UNKNOWN |  |  | 1756886 | RNS-000013 | [6 empty] | 2023-07-25 | 2 - Normal | 2 - Good | 2 - Medium |  | 2 - Normal | Statutory | Preventive | High |  |  | 16y0M
1835 | Royal North Shore Hospital | RN36 - Building 36 | Level 1 | RN36.01.014 | \Locations\Royal North Shore Hospital\RN36 - Building 36\Level 1 | \Geography\Oceania\Australia\New South Wales\Sydney Northern\Willoughby\St Leonards | \Organizations\101-NSW Health\8899-NSLHD | RNS-000014 | Smoke Detector | Smoke Detector - RN36.01.014 | \Classifications\Specification Class\Building Equipment\Fire Protection\Fire Alarm Systems\Smoke Detectors | Fire Detection, Fire Detectors, Smoke | FD-FD-Sm | \Classifications\Specification Class\VBIS\FD - Fire Detection\FD-FD - Fire Detectors\FD-FD-Sm - Smoke |  | UNKNOWN |  |  | 1756884 | RNS-000014 | [6 empty] | 2023-07-25 | 2 - Normal | 2 - Good | 2 - Medium |  | 2 - Normal | Statutory | Preventive | High |  |  | 16y0M
1836 | Royal North Shore Hospital | RN36 - Building 36 | Level 1 | RN36.01.014 | \Locations\Royal North Shore Hospital\RN36 - Building 36\Level 1 | \Geography\Oceania\Australia\New South Wales\Sydney Northern\Willoughby\St Leonards | \Organizations\101-NSW Health\8899-NSLHD | RNS-000020 | Emergency Exit Sign | Emergency Exit Sign - RN36.01.014 | \Classifications\Specification Class\Building Equipment\Electrical\Other Electrical Systems\Emergency Light & Power Systems\Emergency Evacuation Lighting | Electrical Lighting, Emergency Lighting, Testing | EL-EL-Te | \Classifications\Specification Class\VBIS\EL - Electrical Lighting\EL-EL - Emergency Lighting\EL-EL-Te - Testing |  | BARDIC | M10S | 24m |  | RNS-000020 | [6 empty] | 2023-07-25 | 2 - Normal | 2 - Good | 2 - Medium |  | 2 - Normal | Statutory | Preventive | High |  |  | 20y0M
1837 | Royal North Shore Hospital | RN36 - Building 36 | Level 1 | RN36.01.016 | \Locations\Royal North Shore Hospital\RN36 - Building 36\Level 1 | \Geography\Oceania\Australia\New South Wales\Sydney Northern\Willoughby\St Leonards | \Organizations\101-NSW Health\8899-NSLHD | RNS-000019 | Smoke Detector | Smoke Detector - RN36.01.016 | \Classifications\Specification Class\Building Equipment\Fire Protection\Fire Alarm Systems\Smoke Detectors | Fire Detection, Fire Detectors, Smoke | FD-FD-Sm | \Classifications\Specification Class\VBIS\FD - Fire Detection\FD-FD - Fire Detectors\FD-FD-Sm - Smoke |  | UNKNOWN |  |  | 1929279 | RNS-000019 | [6 empty] | 2023-07-25 | 2 - Normal | 2 - Good | 2 - Medium |  | 2 - Normal | Statutory | Preventive | High |  |  | 16y0M
1838 | Royal North Shore Hospital | RN36 - Building 36 | Level 1 | RN36.01.013 | \Locations\Royal North Shore Hospital\RN36 - Building 36\Level 1 | \Geography\Oceania\Australia\New South Wales\Sydney Northern\Willoughby\St Leonards | \Organizations\101-NSW Health\8899-NSLHD | RNS-000015 | Smoke Detector | Smoke Detector - RN36.01.013 | \Classifications\Specification Class\Building Equipment\Fire Protection\Fire Alarm Systems\Smoke Detectors | Fire Detection, Fire Detectors, Smoke | FD-FD-Sm | \Classifications\Specification Class\VBIS\FD - Fire Detection\FD-FD - Fire Detectors\FD-FD-Sm - Smoke |  | UNKNOWN |  |  | 1929283 | RNS-000015 | [6 empty] | 2023-07-25 | 2 - Normal | 2 - Good | 2 - Medium |  | 2 - Normal | Statutory | Preventive | High |  |  | 16y0M
1839 | Royal North Shore Hospital | RN36 - Building 36 | Level 1 | RN36.01.012 | \Locations\Royal North Shore Hospital\RN36 - Building 36\Level 1 | \Geography\Oceania\Australia\New South Wales\Sydney Northern\Willoughby\St Leonards | \Organizations\101-NSW Health\8899-NSLHD | RNS-000016 | Smoke Detector | Smoke Detector - RN36.01.012 | \Classifications\Specification Class\Building Equipment\Fire Protection\Fire Alarm Systems\Smoke Detectors | Fire Detection, Fire Detectors, Smoke | FD-FD-Sm | \Classifications\Specification Class\VBIS\FD - Fire Detection\FD-FD - Fire Detectors\FD-FD-Sm - Smoke |  | UNKNOWN |  |  | 1929281 | RNS-000016 | [6 empty] | 2023-07-25 | 2 - Normal | 2 - Good | 2 - Medium |  | 2 - Normal | Statutory | Preventive | High |  |  | 16y0M
1840 | Royal North Shore Hospital | RN36 - Building 36 | Level 1 | RN36.01.011 | \Locations\Royal North Shore Hospital\RN36 - Building 36\Level 1\RN36.01.011 Liftwell | \Geography\Oceania\Australia\New South Wales\Sydney Northern\Willoughby\St Leonards | \Organizations\101-NSW Health\8899-NSLHD | RNS-000017 | Fire Blanket | Fire Blanket - RN36.01.011 | \Classifications\Specification Class\Building Equipment\Fire Protection\Other Fire Protection Systems\Fire Blankets | Fire Suppression, Fire Blanket | FS-FB | \Classifications\Specification Class\VBIS\FS - Fire Suppression\FS-FB - Fire Blanket |  | FIRE SAFE | 1.0m X 1.0m |  |  | RNS-000017 | [6 empty] | 2023-07-25 | 2 - Normal | 2 - Good | 2 - Medium |  | 2 - Normal | Statutory | Preventive | High |  |  | 8y0M
1841 | Royal North Shore Hospital | RN36 - Building 36 | Level 1 | RN36.01.011 | \Locations\Royal North Shore Hospital\RN36 - Building 36\Level 1\RN36.01.011 Liftwell | \Geography\Oceania\Australia\New South Wales\Sydney Northern\Willoughby\St Leonards | \Organizations\101-NSW Health\8899-NSLHD | RNS-000018 | Smoke Detector | Smoke Detector - RN36.01.011 | \Classifications\Specification Class\Building Equipment\Fire Protection\Fire Alarm Systems\Smoke Detectors | Fire Detection, Fire Detectors, Smoke | FD-FD-Sm | \Classifications\Specification Class\VBIS\FD - Fire Detection\FD-FD - Fire Detectors\FD-FD-Sm - Smoke |  | UNKNOWN |  |  | 1756881 | RNS-000018 | [6 empty] | 2023-07-25 | 2 - Normal | 2 - Good | 2 - Medium |  | 2 - Normal | Statutory | Preventive | High |  |  | 16y0M
1842 | Royal North Shore Hospital | RN36 - Building 36 | Level 1 | RN36.01.010 | \Locations\Royal North Shore Hospital\RN36 - Building 36\Level 1 | \Geography\Oceania\Australia\New South Wales\Sydney Northern\Willoughby\St Leonards | \Organizations\101-NSW Health\8899-NSLHD | RNS-000041 | Smoke Detector | Smoke Detector - RN36.01.010 | \Classifications\Specification Class\Building Equipment\Fire Protection\Fire Alarm Systems\Smoke Detectors | Fire Detection, Fire Detectors, Smoke | FD-FD-Sm | \Classifications\Specification Class\VBIS\FD - Fire Detection\FD-FD - Fire Detectors\FD-FD-Sm - Smoke |  | UNKNOWN |  |  | 1929285 | RNS-000041 | [6 empty] | 2023-07-25 | 2 - Normal | 2 - Good | 2 - Medium |  | 2 - Normal | Statutory | Preventive | High |  |  | 16y0M
1843 | Royal North Shore Hospital | RN36 - Building 36 | Level 1 | RN36.01.024 | \Locations\Royal North Shore Hospital\RN36 - Building 36\Level 1 | \Geography\Oceania\Australia\New South Wales\Sydney Northern\Willoughby\St Leonards | \Organizations\101-NSW Health\8899-NSLHD | RNS-000043 | Air Conditioner - Split System Indoor Unit | Air Conditioner - Split System Indoor Unit - RN36.01.024 | \Classifications\Specification Class\Building Equipment\HVAC\Terminal & Package Units\Package Units\Split Systems | Mechanical, Air Conditioning Unit | ME-ACU | \Classifications\Specification Class\VBIS\ME - Mechanical\ME-ACU - Air Conditioning Unit |  | DAIKIN |  |  |  | RNS-000043 | [6 empty] | 2023-07-25 | 2 - Normal | 5 - Defective | 2 - Medium | Not working | 2 - Normal | Statutory | Preventive | Medium |  |  | 0y0M | [9 empty] | Not working
1844 | Royal North Shore Hospital | RN36 - Building 36 | Level 1 | RN36.01.024 | \Locations\Royal North Shore Hospital\RN36 - Building 36\Level 1 | \Geography\Oceania\Australia\New South Wales\Sydney Northern\Willoughby\St Leonards | \Organizations\101-NSW Health\8899-NSLHD | RNS-000042 | Air Conditioner - Split System Indoor Unit | Air Conditioner - Split System Indoor Unit - RN36.01.024 | \Classifications\Specification Class\Building Equipment\HVAC\Terminal & Package Units\Package Units\Split Systems | Mechanical, Air Conditioning Unit | ME-ACU | \Classifications\Specification Class\VBIS\ME - Mechanical\ME-ACU - Air Conditioning Unit |  | DAIKIN |  |  |  | RNS-000042 | [6 empty] | 2023-07-25 | 2 - Normal | 5 - Defective | 2 - Medium | Not working | 2 - Normal | Statutory | Preventive | Medium |  |  | 0y0M
1845 | Royal North Shore Hospital | RN36 - Building 36 | Level 1 | RN36.01.011 | \Locations\Royal North Shore Hospital\RN36 - Building 36\Level 1\RN36.01.011 Liftwell | \Geography\Oceania\Australia\New South Wales\Sydney Northern\Willoughby\St Leonards | \Organizations\101-NSW Health\8899-NSLHD | RNS-000050 | Boiling Water Unit | Boiling Water Unit - RN36.01.011 | \Classifications\Specification Class\Food Service Equipment\Chilled Water/Hot Water Taps | Hydraulics, Potable Water Units, Water Filter Unit | HY-PWU-WFU | \Classifications\Specification Class\VBIS\HY - Hydraulics\HY-PWU - Potable Water Units\HY-PWU-WFU - Water Filter Unit |  | BILLI | 904010 | Quadra | J10614669 | RNS-000050 | [6 empty] | 2023-07-25 | 2 - Normal | 3 - Fair | 1 - Low |  | 2 - Normal | Statutory | Preventive | Medium |  |  | 6y0M
1846 | Royal North Shore Hospital | RN36 - Building 36 | Level 1 | RN36.01.008 | \Locations\Royal North Shore Hospital\RN36 - Building 36\Level 1 | \Geography\Oceania\Australia\New South Wales\Sydney Northern\Willoughby\St Leonards | \Organizations\101-NSW Health\8899-NSLHD | RNS-000044 | Air Conditioner - Split System Indoor Unit | Air Conditioner - Split System Indoor Unit - RN36.01.008 | \Classifications\Specification Class\Building Equipment\HVAC\Terminal & Package Units\Package Units\Split Systems | Mechanical, Air Conditioning Unit | ME-ACU | \Classifications\Specification Class\VBIS\ME - Mechanical\ME-ACU - Air Conditioning Unit |  | PANASONIC |  |  |  | RNS-000044 | [6 empty] | 2023-07-25 | 2 - Normal | 2 - Good | 2 - Medium |  | 2 - Normal | Statutory | Preventive | Medium |  |  | 8y0M
1847 | Royal North Shore Hospital | RN36 - Building 36 | Level 1 | RN36.01.008 | \Locations\Royal North Shore Hospital\RN36 - Building 36\Level 1 | \Geography\Oceania\Australia\New South Wales\Sydney Northern\Willoughby\St Leonards | \Organizations\101-NSW Health\8899-NSLHD | RNS-000046 | Smoke Detector | Smoke Detector - RN36.01.008 | \Classifications\Specification Class\Building Equipment\Fire Protection\Fire Alarm Systems\Smoke Detectors | Fire Detection, Fire Detectors, Smoke | FD-FD-Sm | \Classifications\Specification Class\VBIS\FD - Fire Detection\FD-FD - Fire Detectors\FD-FD-Sm - Smoke |  | UNKNOWN |  |  | 1929291 | RNS-000046 | [6 empty] | 2023-07-25 | 2 - Normal | 2 - Good | 2 - Medium |  | 2 - Normal | Statutory | Preventive | High |  |  | 16y0M
1848 | Royal North Shore Hospital | RN36 - Building 36 | Level 1 | RN36.01.028 | \Locations\Royal North Shore Hospital\RN36 - Building 36\Level 1 | \Geography\Oceania\Australia\New South Wales\Sydney Northern\Willoughby\St Leonards | \Organizations\101-NSW Health\8899-NSLHD | RNS-000047 | Fire Extinguisher - CO2 | Fire Extinguisher - CO2 - RN36.01.028 | \Classifications\Specification Class\Building Equipment\Fire Protection\Fire Protection Specialities\Fire Extinguishers\CO2 | Fire Suppression, Portable Fire Extinguisher, Carbon Dioxide | FS-PFE-CD | \Classifications\Specification Class\VBIS\FS - Fire Suppression\FS-PFE - Portable Fire Extinguisher\FS-PFE-CD - Carbon Dioxide |  | AMPAC | 3.5kg |  | 6772 | RNS-000047 | [6 empty] | 2023-07-25 | 2 - Normal | 2 - Good | 2 - Medium |  | 2 - Normal | Statutory | Preventive | High |  |  | 12y0M
1849 | Royal North Shore Hospital | RN36 - Building 36 | Level 1 | RN36.01.028 | \Locations\Royal North Shore Hospital\RN36 - Building 36\Level 1 | \Geography\Oceania\Australia\New South Wales\Sydney Northern\Willoughby\St Leonards | \Organizations\101-NSW Health\8899-NSLHD | RNS-000048 | Smoke Detector | Smoke Detector - RN36.01.028 | \Classifications\Specification Class\Building Equipment\Fire Protection\Fire Alarm Systems\Smoke Detectors | Fire Detection, Fire Detectors, Smoke | FD-FD-Sm | \Classifications\Specification Class\VBIS\FD - Fire Detection\FD-FD - Fire Detectors\FD-FD-Sm - Smoke |  | UNKNOWN |  |  |  | RNS-000048 | [6 empty] | 2023-07-25 | 2 - Normal | 2 - Good | 2 - Medium |  | 2 - Normal | Statutory | Preventive | High |  |  | 16y0M
1850 | Royal North Shore Hospital | RN36 - Building 36 | Level 1 | RN36.01.028 | \Locations\Royal North Shore Hospital\RN36 - Building 36\Level 1 | \Geography\Oceania\Australia\New South Wales\Sydney Northern\Willoughby\St Leonards | \Organizations\101-NSW Health\8899-NSLHD | RNS-000049 | Emergency Light | Emergency Light - RN36.01.028 | \Classifications\Specification Class\Building Equipment\Electrical\Other Electrical Systems\Emergency Light & Power Systems\Emergency Evacuation Lighting | Electrical Lighting, Emergency Lighting, Testing | EL-EL-Te | \Classifications\Specification Class\VBIS\EL - Electrical Lighting\EL-EL - Emergency Lighting\EL-EL-Te - Testing |  | UNKNOWN |  |  |  | RNS-000049 | [6 empty] | 2023-07-25 | 2 - Normal | 2 - Good | 2 - Medium |  | 2 - Normal | Statutory | Preventive | High |  |  | 20y0M
1851 | Royal North Shore Hospital | RN36 - Building 36 | Level 1 | RN36.01.028 | \Locations\Royal North Shore Hospital\RN36 - Building 36\Level 1 | \Geography\Oceania\Australia\New South Wales\Sydney Northern\Willoughby\St Leonards | \Organizations\101-NSW Health\8899-NSLHD | RNS-000051 | Emergency Exit Sign | Emergency Exit Sign - RN36.01.028 | \Classifications\Specification Class\Building Equipment\Electrical\Other Electrical Systems\Emergency Light & Power Systems\Emergency Evacuation Lighting | Electrical Lighting, Emergency Lighting, Testing | EL-EL-Te | \Classifications\Specification Class\VBIS\EL - Electrical Lighting\EL-EL - Emergency Lighting\EL-EL-Te - Testing |  | CLEVERTRONICS | 24m |  |  | RNS-000051 | [6 empty] | 2023-07-25 | 2 - Normal | 2 - Good | 2 - Medium |  | 2 - Normal | Statutory | Preventive | High |  |  | 20y0M
1852 | Royal North Shore Hospital | RN36 - Building 36 | Level 1 | RN36.01.006 | \Locations\Royal North Shore Hospital\RN36 - Building 36\Level 1 | \Geography\Oceania\Australia\New South Wales\Sydney Northern\Willoughby\St Leonards | \Organizations\101-NSW Health\8899-NSLHD | RNS-000055 | Smoke Detector | Smoke Detector - RN36.01.006 | \Classifications\Specification Class\Building Equipment\Fire Protection\Fire Alarm Systems\Smoke Detectors | Fire Detection, Fire Detectors, Smoke | FD-FD-Sm | \Classifications\Specification Class\VBIS\FD - Fire Detection\FD-FD - Fire Detectors\FD-FD-Sm - Smoke |  | UNKNOWN |  |  |  | RNS-000055 | [6 empty] | 2023-07-25 | 2 - Normal | 2 - Good | 2 - Medium |  | 2 - Normal | Statutory | Preventive | High |  |  | 16y0M
1853 | Royal North Shore Hospital | RN36 - Building 36 | Level 1 | RN36.01.006 | \Locations\Royal North Shore Hospital\RN36 - Building 36\Level 1 | \Geography\Oceania\Australia\New South Wales\Sydney Northern\Willoughby\St Leonards | \Organizations\101-NSW Health\8899-NSLHD | RNS-000054 | Air Conditioner - RAC | Air Conditioner - RAC - RN36.01.006 | \Classifications\Specification Class\Building Equipment\HVAC\Terminal & Package Units\Package Units\Room Air Conditioner | Mechanical, Air Conditioning Unit | ME-ACU | \Classifications\Specification Class\VBIS\ME - Mechanical\ME-ACU - Air Conditioning Unit |  | ELECTROLUX | Kelvinator |  |  | RNS-000054 | [6 empty] | 2023-07-25 | 2 - Normal | 3 - Fair | 2 - Medium |  | 2 - Normal | Non-Statutory | Preventive | Medium |  |  | 6y0M
1854 | Royal North Shore Hospital | RN36 - Building 36 | Level 1 | RN36.01.026 | \Locations\Royal North Shore Hospital\RN36 - Building 36\Level 1 | \Geography\Oceania\Australia\New South Wales\Sydney Northern\Willoughby\St Leonards | \Organizations\101-NSW Health\8899-NSLHD | RNS-000052 | Smoke Detector | Smoke Detector - RN36.01.026 | \Classifications\Specification Class\Building Equipment\Fire Protection\Fire Alarm Systems\Smoke Detectors | Fire Detection, Fire Detectors, Smoke | FD-FD-Sm | \Classifications\Specification Class\VBIS\FD - Fire Detection\FD-FD - Fire Detectors\FD-FD-Sm - Smoke |  | UNKNOWN |  |  |  | RNS-000052 | [6 empty] | 2023-07-25 | 2 - Normal | 2 - Good | 2 - Medium |  | 2 - Normal | Statutory | Preventive | High |  |  | 16y0M
1855 | Royal North Shore Hospital | RN36 - Building 36 | Level 1 | RN36.01.026 | \Locations\Royal North Shore Hospital\RN36 - Building 36\Level 1 | \Geography\Oceania\Australia\New South Wales\Sydney Northern\Willoughby\St Leonards | \Organizations\101-NSW Health\8899-NSLHD | RNS-000053 | Air Conditioner - Split System Indoor Unit | Air Conditioner - Split System Indoor Unit - RN36.01.026 | \Classifications\Specification Class\Building Equipment\HVAC\Terminal & Package Units\Package Units\Split Systems | Mechanical, Air Conditioning Unit | ME-ACU | \Classifications\Specification Class\VBIS\ME - Mechanical\ME-ACU - Air Conditioning Unit |  | PANASONIC |  |  |  | RNS-000053 | [6 empty] | 2023-07-25 | 2 - Normal | 2 - Good | 2 - Medium |  | 2 - Normal | Statutory | Preventive | Medium |  |  | 8y0M
1856 | Royal North Shore Hospital | RN36 - Building 36 | Level 1 | RN36.01.027 | \Locations\Royal North Shore Hospital\RN36 - Building 36\Level 1 | \Geography\Oceania\Australia\New South Wales\Sydney Northern\Willoughby\St Leonards | \Organizations\101-NSW Health\8899-NSLHD | RNS-000077 | Smoke Detector | Smoke Detector - RN36.01.027 | \Classifications\Specification Class\Building Equipment\Fire Protection\Fire Alarm Systems\Smoke Detectors | Fire Detection, Fire Detectors, Smoke | FD-FD-Sm | \Classifications\Specification Class\VBIS\FD - Fire Detection\FD-FD - Fire Detectors\FD-FD-Sm - Smoke |  | UNKNOWN |  |  |  | RNS-000077 | [6 empty] | 2023-07-25 | 2 - Normal | 2 - Good | 2 - Medium |  | 2 - Normal | Statutory | Preventive | High |  |  | 16y0M
1857 | Royal North Shore Hospital | RN36 - Building 36 | Level 1 | RN36.01.027 | \Locations\Royal North Shore Hospital\RN36 - Building 36\Level 1 | \Geography\Oceania\Australia\New South Wales\Sydney Northern\Willoughby\St Leonards | \Organizations\101-NSW Health\8899-NSLHD | RNS-000076 | Air Conditioner - Split System Indoor Unit | Air Conditioner - Split System Indoor Unit - RN36.01.027 | \Classifications\Specification Class\Building Equipment\HVAC\Terminal & Package Units\Package Units\Split Systems | Mechanical, Air Conditioning Unit | ME-ACU | \Classifications\Specification Class\VBIS\ME - Mechanical\ME-ACU - Air Conditioning Unit |  | PANASONIC |  |  |  | RNS-000076 | [6 empty] | 2023-07-25 | 2 - Normal | 2 - Good | 2 - Medium |  | 2 - Normal | Statutory | Preventive | Medium |  |  | 8y0M
1858 | Royal North Shore Hospital | RN36 - Building 36 | Level 2 | RN36.02.017 | \Locations\Royal North Shore Hospital\RN36 - Building 36\Level 2 | \Geography\Oceania\Australia\New South Wales\Sydney Northern\Willoughby\St Leonards | \Organizations\101-NSW Health\8899-NSLHD | RNS-000078 | Smoke Detector | Smoke Detector - RN36.02.017 | \Classifications\Specification Class\Building Equipment\Fire Protection\Fire Alarm Systems\Smoke Detectors | Fire Detection, Fire Detectors, Smoke | FD-FD-Sm | \Classifications\Specification Class\VBIS\FD - Fire Detection\FD-FD - Fire Detectors\FD-FD-Sm - Smoke |  | UNKNOWN |  |  |  | RNS-000078 | [6 empty] | 2023-07-25 | 2 - Normal | 2 - Good | 2 - Medium |  | 2 - Normal | Statutory | Preventive | High |  |  | 16y0M
1859 | Royal North Shore Hospital | RN36 - Building 36 | Level 2 | RN36.02.017 | \Locations\Royal North Shore Hospital\RN36 - Building 36\Level 2 | \Geography\Oceania\Australia\New South Wales\Sydney Northern\Willoughby\St Leonards | \Organizations\101-NSW Health\8899-NSLHD | RNS-000079 | Smoke Detector | Smoke Detector - RN36.02.017 | \Classifications\Specification Class\Building Equipment\Fire Protection\Fire Alarm Systems\Smoke Detectors | Fire Detection, Fire Detectors, Smoke | FD-FD-Sm | \Classifications\Specification Class\VBIS\FD - Fire Detection\FD-FD - Fire Detectors\FD-FD-Sm - Smoke |  | UNKNOWN |  |  | 1829812 | RNS-000079 | [6 empty] | 2023-07-25 | 2 - Normal | 2 - Good | 2 - Medium |  | 2 - Normal | Statutory | Preventive | High |  |  | 16y0M
1860 | Royal North Shore Hospital | RN36 - Building 36 | Level 2 | RN36.02.017 | \Locations\Royal North Shore Hospital\RN36 - Building 36\Level 2 | \Geography\Oceania\Australia\New South Wales\Sydney Northern\Willoughby\St Leonards | \Organizations\101-NSW Health\8899-NSLHD | RNS-000100 | Smoke Detector | Smoke Detector - RN36.02.017 | \Classifications\Specification Class\Building Equipment\Fire Protection\Fire Alarm Systems\Smoke Detectors | Fire Detection, Fire Detectors, Smoke | FD-FD-Sm | \Classifications\Specification Class\VBIS\FD - Fire Detection\FD-FD - Fire Detectors\FD-FD-Sm - Smoke |  | UNKNOWN |  |  | 1756924 | RNS-000100 | [6 empty] | 2023-07-25 | 2 - Normal | 2 - Good | 2 - Medium |  | 2 - Normal | Statutory | Preventive | High |  |  | 16y0M
1861 | Royal North Shore Hospital | RN36 - Building 36 | Level 2 | RN36.02.025 | \Locations\Royal North Shore Hospital\RN36 - Building 36\Level 2 | \Geography\Oceania\Australia\New South Wales\Sydney Northern\Willoughby\St Leonards | \Organizations\101-NSW Health\8899-NSLHD | RNS-000099 | Smoke Detector | Smoke Detector - RN36.02.025 | \Classifications\Specification Class\Building Equipment\Fire Protection\Fire Alarm Systems\Smoke Detectors | Fire Detection, Fire Detectors, Smoke | FD-FD-Sm | \Classifications\Specification Class\VBIS\FD - Fire Detection\FD-FD - Fire Detectors\FD-FD-Sm - Smoke |  | UNKNOWN |  |  | 1756920 | RNS-000099 | [6 empty] | 2023-07-25 | 2 - Normal | 2 - Good | 2 - Medium |  | 2 - Normal | Statutory | Preventive | High |  |  | 16y0M
1862 | Royal North Shore Hospital | RN36 - Building 36 | Level 2 | RN36.02.025 | \Locations\Royal North Shore Hospital\RN36 - Building 36\Level 2 | \Geography\Oceania\Australia\New South Wales\Sydney Northern\Willoughby\St Leonards | \Organizations\101-NSW Health\8899-NSLHD | RNS-000098 | Fire Extinguisher - CO2 | Fire Extinguisher - CO2 - RN36.02.025 | \Classifications\Specification Class\Building Equipment\Fire Protection\Fire Protection Specialities\Fire Extinguishers\CO2 | Fire Suppression, Portable Fire Extinguisher, Carbon Dioxide | FS-PFE-CD | \Classifications\Specification Class\VBIS\FS - Fire Suppression\FS-PFE - Portable Fire Extinguisher\FS-PFE-CD - Carbon Dioxide |  | FLAMESTOP | 3.5kg |  |  | RNS-000098 | [6 empty] | 2023-07-25 | 2 - Normal | 2 - Good | 2 - Medium |  | 2 - Normal | Statutory | Preventive | High |  |  | 12y0M
1863 | Royal North Shore Hospital | RN36 - Building 36 | Level 2 | RN36.02.025 | \Locations\Royal North Shore Hospital\RN36 - Building 36\Level 2 | \Geography\Oceania\Australia\New South Wales\Sydney Northern\Willoughby\St Leonards | \Organizations\101-NSW Health\8899-NSLHD | RNS-000097 | Smoke Detector | Smoke Detector - RN36.02.025 | \Classifications\Specification Class\Building Equipment\Fire Protection\Fire Alarm Systems\Smoke Detectors | Fire Detection, Fire Detectors, Smoke | FD-FD-Sm | \Classifications\Specification Class\VBIS\FD - Fire Detection\FD-FD - Fire Detectors\FD-FD-Sm - Smoke |  | UNKNOWN |  |  | 1829811 | RNS-000097 | [6 empty] | 2023-07-25 | 2 - Normal | 2 - Good | 2 - Medium |  | 2 - Normal | Statutory | Preventive | High |  |  | 16y0M
1864 | Royal North Shore Hospital | RN36 - Building 36 | Level 2 | RN36.02.025 | \Locations\Royal North Shore Hospital\RN36 - Building 36\Level 2 | \Geography\Oceania\Australia\New South Wales\Sydney Northern\Willoughby\St Leonards | \Organizations\101-NSW Health\8899-NSLHD | RNS-000080 | Fire Hose Reel | Fire Hose Reel - RN36.02.025 | \Classifications\Specification Class\Building Equipment\Fire Protection\Fire Protection Specialities\Fire Hose Reels | Fire Suppression, Fire Hose Reel | FS-FHR | \Classifications\Specification Class\VBIS\FS - Fire Suppression\FS-FHR - Fire Hose Reel |  | FIREGARD | 36m |  |  | RNS-000080 | [6 empty] | 2023-07-25 | 2 - Normal | 2 - Good | 2 - Medium |  | 2 - Normal | Statutory | Preventive | High |  |  | 12y0M
1865 | Royal North Shore Hospital | RN36 - Building 36 | Level 2 | RN36.02.025 | \Locations\Royal North Shore Hospital\RN36 - Building 36\Level 2 | \Geography\Oceania\Australia\New South Wales\Sydney Northern\Willoughby\St Leonards | \Organizations\101-NSW Health\8899-NSLHD | RNS-000081 | Fire Extinguisher - CO2 | Fire Extinguisher - CO2 - RN36.02.025 | \Classifications\Specification Class\Building Equipment\Fire Protection\Fire Protection Specialities\Fire Extinguishers\CO2 | Fire Suppression, Portable Fire Extinguisher, Carbon Dioxide | FS-PFE-CD | \Classifications\Specification Class\VBIS\FS - Fire Suppression\FS-PFE - Portable Fire Extinguisher\FS-PFE-CD - Carbon Dioxide |  | UNKNOWN | 3.5kg |  |  | RNS-000081 | [6 empty] | 2023-07-25 | 2 - Normal | 2 - Good | 2 - Medium |  | 2 - Normal | Statutory | Preventive | High |  |  | 12y0M
1866 | Royal North Shore Hospital | RN36 - Building 36 | Level 2 | RN36.02.025 | \Locations\Royal North Shore Hospital\RN36 - Building 36\Level 2 | \Geography\Oceania\Australia\New South Wales\Sydney Northern\Willoughby\St Leonards | \Organizations\101-NSW Health\8899-NSLHD | RNS-000082 | Emergency Exit Sign | Emergency Exit Sign - RN36.02.025 | \Classifications\Specification Class\Building Equipment\Electrical\Other Electrical Systems\Emergency Light & Power Systems\Emergency Evacuation Lighting | Electrical Lighting, Emergency Lighting, Testing | EL-EL-Te | \Classifications\Specification Class\VBIS\EL - Electrical Lighting\EL-EL - Emergency Lighting\EL-EL-Te - Testing |  | UNKNOWN | 24m |  |  | RNS-000082 | [6 empty] | 2023-07-25 | 2 - Normal | 5 - Defective | 2 - Medium | Missing signage | 2 - Normal | Statutory | Preventive | High |  |  | 0y0M
1867 | Royal North Shore Hospital | RN36 - Building 36 | Level 2 | RN36.02.025 | \Locations\Royal North Shore Hospital\RN36 - Building 36\Level 2 | \Geography\Oceania\Australia\New South Wales\Sydney Northern\Willoughby\St Leonards | \Organizations\101-NSW Health\8899-NSLHD | RNS-000096 | Distribution Board - DB-36.2.1 | Distribution Board - DB-36.2.1 - RN36.02.025 | \Classifications\Specification Class\Building Equipment\Electrical\Electrical Service & Distribution\Distribution Boards | Electrical Power, Switchboard, Main Switch Board | EP-SB-MSB | \Classifications\Specification Class\VBIS\EP - Electrical Power\EP-SB - Switchboard\EP-SB-MSB - Main Switch Board |  | CUTLER-HAMMER |  |  |  | RNS-000096 | [6 empty] | 2023-07-25 | 2 - Normal | 2 - Good | 3 - High |  | 2 - Normal | Statutory | Preventive | High |  |  | 20y0M
1868 | Royal North Shore Hospital | RN36 - Building 36 | Level 2 | RN36.02.025 | \Locations\Royal North Shore Hospital\RN36 - Building 36\Level 2 | \Geography\Oceania\Australia\New South Wales\Sydney Northern\Willoughby\St Leonards | \Organizations\101-NSW Health\8899-NSLHD | RNS-000095 | Fire Extinguisher - CO2 | Fire Extinguisher - CO2 - RN36.02.025 | \Classifications\Specification Class\Building Equipment\Fire Protection\Fire Protection Specialities\Fire Extinguishers\CO2 | Fire Suppression, Portable Fire Extinguisher, Carbon Dioxide | FS-PFE-CD | \Classifications\Specification Class\VBIS\FS - Fire Suppression\FS-PFE - Portable Fire Extinguisher\FS-PFE-CD - Carbon Dioxide |  | AMPAC | 3.5kg |  |  | RNS-000095 | [6 empty] | 2023-07-25 | 2 - Normal | 2 - Good | 2 - Medium |  | 2 - Normal | Statutory | Preventive | High |  |  | 12y0M
1869 | Royal North Shore Hospital | RN36 - Building 36 | Level 2 | RN36.02.025 | \Locations\Royal North Shore Hospital\RN36 - Building 36\Level 2 | \Geography\Oceania\Australia\New South Wales\Sydney Northern\Willoughby\St Leonards | \Organizations\101-NSW Health\8899-NSLHD | RNS-000094 | Emergency Exit Sign | Emergency Exit Sign - RN36.02.025 | \Classifications\Specification Class\Building Equipment\Electrical\Other Electrical Systems\Emergency Light & Power Systems\Emergency Evacuation Lighting | Electrical Lighting, Emergency Lighting, Testing | EL-EL-Te | \Classifications\Specification Class\VBIS\EL - Electrical Lighting\EL-EL - Emergency Lighting\EL-EL-Te - Testing |  | EKTOR | 24m |  |  | RNS-000094 | [6 empty] | 2023-07-25 | 2 - Normal | 2 - Good | 2 - Medium |  | 2 - Normal | Statutory | Preventive | High |  |  | 20y0M
1870 | Royal North Shore Hospital | RN36 - Building 36 | Level 2 | RN36.02.025 | \Locations\Royal North Shore Hospital\RN36 - Building 36\Level 2 | \Geography\Oceania\Australia\New South Wales\Sydney Northern\Willoughby\St Leonards | \Organizations\101-NSW Health\8899-NSLHD | RNS-000083 | Smoke Detector | Smoke Detector - RN36.02.025 | \Classifications\Specification Class\Building Equipment\Fire Protection\Fire Alarm Systems\Smoke Detectors | Fire Detection, Fire Detectors, Smoke | FD-FD-Sm | \Classifications\Specification Class\VBIS\FD - Fire Detection\FD-FD - Fire Detectors\FD-FD-Sm - Smoke |  | UNKNOWN |  |  | 1756918 | RNS-000083 | [6 empty] | 2023-07-25 | 2 - Normal | 2 - Good | 2 - Medium |  | 2 - Normal | Statutory | Preventive | High |  |  | 16y0M
1871 | Royal North Shore Hospital | RN36 - Building 36 | Level 2 | RN36.02.025 | \Locations\Royal North Shore Hospital\RN36 - Building 36\Level 2 | \Geography\Oceania\Australia\New South Wales\Sydney Northern\Willoughby\St Leonards | \Organizations\101-NSW Health\8899-NSLHD | RNS-000084 | Smoke Detector | Smoke Detector - RN36.02.025 | \Classifications\Specification Class\Building Equipment\Fire Protection\Fire Alarm Systems\Smoke Detectors | Fire Detection, Fire Detectors, Smoke | FD-FD-Sm | \Classifications\Specification Class\VBIS\FD - Fire Detection\FD-FD - Fire Detectors\FD-FD-Sm - Smoke |  | UNKNOWN |  |  | 1829817 | RNS-000084 | [6 empty] | 2023-07-25 | 2 - Normal | 2 - Good | 2 - Medium |  | 2 - Normal | Statutory | Preventive | High |  |  | 16y0M
1872 | Royal North Shore Hospital | RN36 - Building 36 | Level 2 | RN36.02.025 | \Locations\Royal North Shore Hospital\RN36 - Building 36\Level 2 | \Geography\Oceania\Australia\New South Wales\Sydney Northern\Willoughby\St Leonards | \Organizations\101-NSW Health\8899-NSLHD | RNS-000085 | Smoke Detector | Smoke Detector - RN36.02.025 | \Classifications\Specification Class\Building Equipment\Fire Protection\Fire Alarm Systems\Smoke Detectors | Fire Detection, Fire Detectors, Smoke | FD-FD-Sm | \Classifications\Specification Class\VBIS\FD - Fire Detection\FD-FD - Fire Detectors\FD-FD-Sm - Smoke |  | UNKNOWN |  |  | 1756917 | RNS-000085 | [6 empty] | 2023-07-25 | 2 - Normal | 2 - Good | 2 - Medium |  | 2 - Normal | Statutory | Preventive | High |  |  | 16y0M
1873 | Royal North Shore Hospital | RN36 - Building 36 | Level 2 | RN36.02.029 | \Locations\Royal North Shore Hospital\RN36 - Building 36\Level 2 | \Geography\Oceania\Australia\New South Wales\Sydney Northern\Willoughby\St Leonards | \Organizations\101-NSW Health\8899-NSLHD | RNS-000087 | Emergency Exit Sign | Emergency Exit Sign - RN36.02.029 | \Classifications\Specification Class\Building Equipment\Electrical\Other Electrical Systems\Emergency Light & Power Systems\Emergency Evacuation Lighting | Electrical Lighting, Emergency Lighting, Testing | EL-EL-Te | \Classifications\Specification Class\VBIS\EL - Electrical Lighting\EL-EL - Emergency Lighting\EL-EL-Te - Testing |  | CLEVERTRONICS | 24m |  |  | RNS-000087 | [6 empty] | 2023-07-25 | 2 - Normal | 2 - Good | 2 - Medium |  | 2 - Normal | Statutory | Preventive | High |  |  | 20y0M
1874 | Royal North Shore Hospital | RN36 - Building 36 | Level 2 | RN36.02.029 | \Locations\Royal North Shore Hospital\RN36 - Building 36\Level 2 | \Geography\Oceania\Australia\New South Wales\Sydney Northern\Willoughby\St Leonards | \Organizations\101-NSW Health\8899-NSLHD | RNS-000093 | Smoke Detector | Smoke Detector - RN36.02.029 | \Classifications\Specification Class\Building Equipment\Fire Protection\Fire Alarm Systems\Smoke Detectors | Fire Detection, Fire Detectors, Smoke | FD-FD-Sm | \Classifications\Specification Class\VBIS\FD - Fire Detection\FD-FD - Fire Detectors\FD-FD-Sm - Smoke |  | UNKNOWN |  |  | 1756916 | RNS-000093 | [6 empty] | 2023-07-25 | 2 - Normal | 2 - Good | 2 - Medium |  | 2 - Normal | Statutory | Preventive | High |  |  | 16y0M
1875 | Royal North Shore Hospital | RN36 - Building 36 | Level 2 | RN36.02.029 | \Locations\Royal North Shore Hospital\RN36 - Building 36\Level 2 | \Geography\Oceania\Australia\New South Wales\Sydney Northern\Willoughby\St Leonards | \Organizations\101-NSW Health\8899-NSLHD | RNS-000088 | Smoke Detector | Smoke Detector - RN36.02.029 | \Classifications\Specification Class\Building Equipment\Fire Protection\Fire Alarm Systems\Smoke Detectors | Fire Detection, Fire Detectors, Smoke | FD-FD-Sm | \Classifications\Specification Class\VBIS\FD - Fire Detection\FD-FD - Fire Detectors\FD-FD-Sm - Smoke |  | UNKNOWN |  |  | 1829818 | RNS-000088 | [6 empty] | 2023-07-25 | 2 - Normal | 2 - Good | 2 - Medium |  | 2 - Normal | Statutory | Preventive | High |  |  | 16y0M
1876 | Royal North Shore Hospital | RN36 - Building 36 | Level 2 | RN36.02.029 | \Locations\Royal North Shore Hospital\RN36 - Building 36\Level 2 | \Geography\Oceania\Australia\New South Wales\Sydney Northern\Willoughby\St Leonards | \Organizations\101-NSW Health\8899-NSLHD | RNS-000090 | Smoke Detector | Smoke Detector - RN36.02.029 | \Classifications\Specification Class\Building Equipment\Fire Protection\Fire Alarm Systems\Smoke Detectors | Fire Detection, Fire Detectors, Smoke | FD-FD-Sm | \Classifications\Specification Class\VBIS\FD - Fire Detection\FD-FD - Fire Detectors\FD-FD-Sm - Smoke |  | UNKNOWN |  |  | 1756911 | RNS-000090 | [6 empty] | 2023-07-25 | 2 - Normal | 2 - Good | 2 - Medium |  | 2 - Normal | Statutory | Preventive | High |  |  | 16y0M
1877 | Royal North Shore Hospital | RN35 - Building 35 | Level 2 | RN35.02.006 | \Locations\Royal North Shore Hospital\RN35 - Building 35\Level 2 | \Geography\Oceania\Australia\New South Wales\Sydney Northern\Willoughby\St Leonards | \Organizations\101-NSW Health\8899-NSLHD | RNS-000089 | Smoke Detector | Smoke Detector - RN35.02.006 | \Classifications\Specification Class\Building Equipment\Fire Protection\Fire Alarm Systems\Smoke Detectors | Fire Detection, Fire Detectors, Smoke | FD-FD-Sm | \Classifications\Specification Class\VBIS\FD - Fire Detection\FD-FD - Fire Detectors\FD-FD-Sm - Smoke |  | UNKNOWN |  |  | 1829819 | RNS-000089 | [6 empty] | 2023-07-25 | 2 - Normal | 2 - Good | 2 - Medium |  | 2 - Normal | Statutory | Preventive | High |  |  | 16y0M
1878 | Royal North Shore Hospital | RN35 - Building 35 | Level 2 | RN35.02.006 | \Locations\Royal North Shore Hospital\RN35 - Building 35\Level 2 | \Geography\Oceania\Australia\New South Wales\Sydney Northern\Willoughby\St Leonards | \Organizations\101-NSW Health\8899-NSLHD | RNS-000091 | Air Conditioner - Split System Indoor Unit | Air Conditioner - Split System Indoor Unit - RN35.02.006 | \Classifications\Specification Class\Building Equipment\HVAC\Terminal & Package Units\Package Units\Split Systems | Mechanical, Air Conditioning Unit | ME-ACU | \Classifications\Specification Class\VBIS\ME - Mechanical\ME-ACU - Air Conditioning Unit |  | DAIKIN | FTY25FV1A |  | 2904288 | RNS-000091 | [6 empty] | 2023-07-25 | 2 - Normal | 2 - Good | 2 - Medium |  | 2 - Normal | Statutory | Preventive | Medium |  |  | 8y0M
1879 | Royal North Shore Hospital | RN36 - Building 36 | Level 2 | RN36.02.029 | \Locations\Royal North Shore Hospital\RN36 - Building 36\Level 2 | \Geography\Oceania\Australia\New South Wales\Sydney Northern\Willoughby\St Leonards | \Organizations\101-NSW Health\8899-NSLHD | RNS-000092 | Emergency Light | Emergency Light - RN36.02.029 | \Classifications\Specification Class\Building Equipment\Electrical\Other Electrical Systems\Emergency Light & Power Systems\Emergency Evacuation Lighting | Electrical Lighting, Emergency Lighting, Testing | EL-EL-Te | \Classifications\Specification Class\VBIS\EL - Electrical Lighting\EL-EL - Emergency Lighting\EL-EL-Te - Testing |  | UNKNOWN |  |  |  | RNS-000092 | [6 empty] | 2023-07-25 | 2 - Normal | 2 - Good | 2 - Medium |  | 2 - Normal | Statutory | Preventive | High |  |  | 20y0M
1880 | Royal North Shore Hospital | RN36 - Building 36 | Level 2 | RN36.02.014 | \Locations\Royal North Shore Hospital\RN36 - Building 36\Level 2 | \Geography\Oceania\Australia\New South Wales\Sydney Northern\Willoughby\St Leonards | \Organizations\101-NSW Health\8899-NSLHD | RNS-000101 | Air Conditioner - Split System Indoor Unit | Air Conditioner - Split System Indoor Unit - RN36.02.014 | \Classifications\Specification Class\Building Equipment\HVAC\Terminal & Package Units\Package Units\Split Systems | Mechanical, Air Conditioning Unit | ME-ACU | \Classifications\Specification Class\VBIS\ME - Mechanical\ME-ACU - Air Conditioning Unit |  | DAIKIN | FTY25FV1A |  |  | RNS-000101 | [6 empty] | 2023-07-25 | 2 - Normal | 2 - Good | 2 - Medium |  | 2 - Normal | Statutory | Preventive | Medium |  |  | 8y0M | [9 empty] | Tagged at controller
1881 | Royal North Shore Hospital | RN36 - Building 36 | Level 2 | RN36.02.014 | \Locations\Royal North Shore Hospital\RN36 - Building 36\Level 2 | \Geography\Oceania\Australia\New South Wales\Sydney Northern\Willoughby\St Leonards | \Organizations\101-NSW Health\8899-NSLHD | RNS-000102 | Smoke Detector | Smoke Detector - RN36.02.014 | \Classifications\Specification Class\Building Equipment\Fire Protection\Fire Alarm Systems\Smoke Detectors | Fire Detection, Fire Detectors, Smoke | FD-FD-Sm | \Classifications\Specification Class\VBIS\FD - Fire Detection\FD-FD - Fire Detectors\FD-FD-Sm - Smoke |  | UNKNOWN |  |  | 1829813 | RNS-000102 | [6 empty] | 2023-07-25 | 2 - Normal | 2 - Good | 2 - Medium |  | 2 - Normal | Statutory | Preventive | High |  |  | 16y0M
1882 | Royal North Shore Hospital | RN36 - Building 36 | Level 2 | RN36.02.013 | \Locations\Royal North Shore Hospital\RN36 - Building 36\Level 2 | \Geography\Oceania\Australia\New South Wales\Sydney Northern\Willoughby\St Leonards | \Organizations\101-NSW Health\8899-NSLHD | RNS-000120 | Air Conditioner - Split System Indoor Unit | Air Conditioner - Split System Indoor Unit - RN36.02.013 | \Classifications\Specification Class\Building Equipment\HVAC\Terminal & Package Units\Package Units\Split Systems | Mechanical, Air Conditioning Unit | ME-ACU | \Classifications\Specification Class\VBIS\ME - Mechanical\ME-ACU - Air Conditioning Unit |  | DAIKIN | FTY25FV1A |  |  | RNS-000120 | [6 empty] | 2023-07-25 | 2 - Normal | 3 - Fair | 2 - Medium |  | 2 - Normal | Statutory | Preventive | Medium |  |  | 6y0M | [9 empty] | Tagged near light switch
1883 | Royal North Shore Hospital | RN36 - Building 36 | Level 2 | RN36.02.013 | \Locations\Royal North Shore Hospital\RN36 - Building 36\Level 2 | \Geography\Oceania\Australia\New South Wales\Sydney Northern\Willoughby\St Leonards | \Organizations\101-NSW Health\8899-NSLHD | RNS-000119 | Smoke Detector | Smoke Detector - RN36.02.013 | \Classifications\Specification Class\Building Equipment\Fire Protection\Fire Alarm Systems\Smoke Detectors | Fire Detection, Fire Detectors, Smoke | FD-FD-Sm | \Classifications\Specification Class\VBIS\FD - Fire Detection\FD-FD - Fire Detectors\FD-FD-Sm - Smoke |  | UNKNOWN |  |  | 1756922 | RNS-000119 | [6 empty] | 2023-07-25 | 2 - Normal | 2 - Good | 2 - Medium |  | 2 - Normal | Statutory | Preventive | High |  |  | 16y0M
1884 | Royal North Shore Hospital | RN36 - Building 36 | Level 2 | RN36.02.012 | \Locations\Royal North Shore Hospital\RN36 - Building 36\Level 2 | \Geography\Oceania\Australia\New South Wales\Sydney Northern\Willoughby\St Leonards | \Organizations\101-NSW Health\8899-NSLHD | RNS-000118 | Air Conditioner - Split System Indoor Unit | Air Conditioner - Split System Indoor Unit - RN36.02.012 | \Classifications\Specification Class\Building Equipment\HVAC\Terminal & Package Units\Package Units\Split Systems | Mechanical, Air Conditioning Unit | ME-ACU | \Classifications\Specification Class\VBIS\ME - Mechanical\ME-ACU - Air Conditioning Unit |  | DAIKIN | FTY25FV1A |  |  | RNS-000118 | [6 empty] | 2023-07-25 | 2 - Normal | 2 - Good | 2 - Medium |  | 2 - Normal | Statutory | Preventive | Medium |  |  | 8y0M
1885 | Royal North Shore Hospital | RN36 - Building 36 | Level 2 | RN36.02.012 | \Locations\Royal North Shore Hospital\RN36 - Building 36\Level 2 | \Geography\Oceania\Australia\New South Wales\Sydney Northern\Willoughby\St Leonards | \Organizations\101-NSW Health\8899-NSLHD | RNS-000117 | Smoke Detector | Smoke Detector - RN36.02.012 | \Classifications\Specification Class\Building Equipment\Fire Protection\Fire Alarm Systems\Smoke Detectors | Fire Detection, Fire Detectors, Smoke | FD-FD-Sm | \Classifications\Specification Class\VBIS\FD - Fire Detection\FD-FD - Fire Detectors\FD-FD-Sm - Smoke |  | UNKNOWN |  |  | 1829816 | RNS-000117 | [6 empty] | 2023-07-25 | 2 - Normal | 2 - Good | 2 - Medium |  | 2 - Normal | Statutory | Preventive | High |  |  | 16y0M
1886 | Royal North Shore Hospital | RN36 - Building 36 | Level 2 | RN36.02.011 | \Locations\Royal North Shore Hospital\RN36 - Building 36\Level 2\RN36.02.011 Liftwell | \Geography\Oceania\Australia\New South Wales\Sydney Northern\Willoughby\St Leonards | \Organizations\101-NSW Health\8899-NSLHD | RNS-000103 | Air Conditioner - Split System Indoor Unit | Air Conditioner - Split System Indoor Unit - RN36.02.011 | \Classifications\Specification Class\Building Equipment\HVAC\Terminal & Package Units\Package Units\Split Systems | Mechanical, Air Conditioning Unit | ME-ACU | \Classifications\Specification Class\VBIS\ME - Mechanical\ME-ACU - Air Conditioning Unit |  | DAIKIN | FTY25FV1A |  |  | RNS-000103 | [6 empty] | 2023-07-25 | 2 - Normal | 3 - Fair | 2 - Medium |  | 2 - Normal | Statutory | Preventive | Medium |  |  | 6y0M | [9 empty] | Tagged near light switch
1887 | Royal North Shore Hospital | RN36 - Building 36 | Level 2 | RN36.02.011 | \Locations\Royal North Shore Hospital\RN36 - Building 36\Level 2\RN36.02.011 Liftwell | \Geography\Oceania\Australia\New South Wales\Sydney Northern\Willoughby\St Leonards | \Organizations\101-NSW Health\8899-NSLHD | RNS-000104 | Smoke Detector | Smoke Detector - RN36.02.011 | \Classifications\Specification Class\Building Equipment\Fire Protection\Fire Alarm Systems\Smoke Detectors | Fire Detection, Fire Detectors, Smoke | FD-FD-Sm | \Classifications\Specification Class\VBIS\FD - Fire Detection\FD-FD - Fire Detectors\FD-FD-Sm - Smoke |  | UNKNOWN |  |  | 1756921 | RNS-000104 | [6 empty] | 2023-07-25 | 2 - Normal | 2 - Good | 2 - Medium |  | 2 - Normal | Statutory | Preventive | High |  |  | 16y0M
1888 | Royal North Shore Hospital | RN36 - Building 36 | Level 2 | RN36.02.024 | \Locations\Royal North Shore Hospital\RN36 - Building 36\Level 2 | \Geography\Oceania\Australia\New South Wales\Sydney Northern\Willoughby\St Leonards | \Organizations\101-NSW Health\8899-NSLHD | RNS-000105 | Air Conditioner - Split System Indoor Unit | Air Conditioner - Split System Indoor Unit - RN36.02.024 | \Classifications\Specification Class\Building Equipment\HVAC\Terminal & Package Units\Package Units\Split Systems | Mechanical, Air Conditioning Unit | ME-ACU | \Classifications\Specification Class\VBIS\ME - Mechanical\ME-ACU - Air Conditioning Unit |  | DAIKIN |  |  |  | RNS-000105 | [6 empty] | 2023-07-25 | 2 - Normal | 2 - Good | 2 - Medium |  | 2 - Normal | Statutory | Preventive | Medium |  |  | 8y0M
1889 | Royal North Shore Hospital | RN36 - Building 36 | Level 2 | RN36.02.024 | \Locations\Royal North Shore Hospital\RN36 - Building 36\Level 2 | \Geography\Oceania\Australia\New South Wales\Sydney Northern\Willoughby\St Leonards | \Organizations\101-NSW Health\8899-NSLHD | RNS-000106 | Smoke Detector | Smoke Detector - RN36.02.024 | \Classifications\Specification Class\Building Equipment\Fire Protection\Fire Alarm Systems\Smoke Detectors | Fire Detection, Fire Detectors, Smoke | FD-FD-Sm | \Classifications\Specification Class\VBIS\FD - Fire Detection\FD-FD - Fire Detectors\FD-FD-Sm - Smoke |  | UNKNOWN |  |  | 1756928 | RNS-000106 | [6 empty] | 2023-07-25 | 2 - Normal | 2 - Good | 2 - Medium |  | 2 - Normal | Statutory | Preventive | High |  |  | 16y0M
1890 | Royal North Shore Hospital | RN36 - Building 36 | Level 3 | RN36.03.018 | \Locations\Royal North Shore Hospital\RN36 - Building 36\Level 3 | \Geography\Oceania\Australia\New South Wales\Sydney Northern\Willoughby\St Leonards | \Organizations\101-NSW Health\8899-NSLHD | RNS-000108 | Smoke Detector | Smoke Detector - RN36.03.018 | \Classifications\Specification Class\Building Equipment\Fire Protection\Fire Alarm Systems\Smoke Detectors | Fire Detection, Fire Detectors, Smoke | FD-FD-Sm | \Classifications\Specification Class\VBIS\FD - Fire Detection\FD-FD - Fire Detectors\FD-FD-Sm - Smoke |  | UNKNOWN |  |  |  | RNS-000108 | [6 empty] | 2023-07-25 | 2 - Normal | 4 - Poor | 2 - Medium | Poor Condition | 2 - Normal | Statutory | Preventive | High |  |  | 4y0M
1891 | Royal North Shore Hospital | RN36 - Building 36 | Level 3 | RN36.03.017 | \Locations\Royal North Shore Hospital\RN36 - Building 36\Level 3 | \Geography\Oceania\Australia\New South Wales\Sydney Northern\Willoughby\St Leonards | \Organizations\101-NSW Health\8899-NSLHD | RNS-000111 | Smoke Detector | Smoke Detector - RN36.03.017 | \Classifications\Specification Class\Building Equipment\Fire Protection\Fire Alarm Systems\Smoke Detectors | Fire Detection, Fire Detectors, Smoke | FD-FD-Sm | \Classifications\Specification Class\VBIS\FD - Fire Detection\FD-FD - Fire Detectors\FD-FD-Sm - Smoke |  | UNKNOWN |  |  |  | RNS-000111 | [6 empty] | 2023-07-25 | 2 - Normal | 2 - Good | 2 - Medium |  | 2 - Normal | Statutory | Preventive | High |  |  | 16y0M
1892 | Royal North Shore Hospital | RN36 - Building 36 | Level 3 | RN36.03.025 | \Locations\Royal North Shore Hospital\RN36 - Building 36\Level 3\RN36.03.025 Corridor | \Geography\Oceania\Australia\New South Wales\Sydney Northern\Willoughby\St Leonards | \Organizations\101-NSW Health\8899-NSLHD | RNS-000116 | Fire Hydrant - Internal Landing Valve | Fire Hydrant - Internal Landing Valve - RN36.03.025 | \Classifications\Specification Class\Building Equipment\Fire Protection\Hydrants | Fire Suppression, Fire Hydrant, Internal Landing Valve | FS-FH-ILV | \Classifications\Specification Class\VBIS\FS - Fire Suppression\FS-FH - Fire Hydrant\FS-FH-ILV - Internal Landing Valve |  | UNKNOWN |  |  |  | RNS-000116 | [6 empty] | 2023-07-25 | 2 - Normal | 2 - Good | 2 - Medium |  | 2 - Normal | Statutory | Preventive | High |  |  | 20y0M
1893 | Royal North Shore Hospital | RN36 - Building 36 | Level 3 | RN36.03.025 | \Locations\Royal North Shore Hospital\RN36 - Building 36\Level 3\RN36.03.025 Corridor | \Geography\Oceania\Australia\New South Wales\Sydney Northern\Willoughby\St Leonards | \Organizations\101-NSW Health\8899-NSLHD | RNS-000115 | Smoke Detector | Smoke Detector - RN36.03.025 | \Classifications\Specification Class\Building Equipment\Fire Protection\Fire Alarm Systems\Smoke Detectors | Fire Detection, Fire Detectors, Smoke | FD-FD-Sm | \Classifications\Specification Class\VBIS\FD - Fire Detection\FD-FD - Fire Detectors\FD-FD-Sm - Smoke |  | UNKNOWN |  |  |  | RNS-000115 | [6 empty] | 2023-07-25 | 2 - Normal | 2 - Good | 2 - Medium |  | 2 - Normal | Statutory | Preventive | High |  |  | 16y0M
1894 | Royal North Shore Hospital | RN36 - Building 36 | Level 3 | RN36.03.037 | \Locations\Royal North Shore Hospital\RN36 - Building 36\Level 3 | \Geography\Oceania\Australia\New South Wales\Sydney Northern\Willoughby\St Leonards | \Organizations\101-NSW Health\8899-NSLHD | RNS-000114 | Fire Door - Single Leaf | Fire Door - Single Leaf - RN36.03.037 | \Classifications\Specification Class\Building Equipment\Fire Protection\Fire Protection Specialities\Fire Doors | Structure, Doors Fire Rated | ST-DFR | \Classifications\Specification Class\VBIS\ST - Structure\ST-DFR - Doors Fire Rated |  | WORMALD | FRL -/120/30 |  |  | RNS-000114 | [6 empty] | 2023-07-25 | 2 - Normal | 3 - Fair | 2 - Medium |  | 2 - Normal | Statutory | Preventive | High |  |  | 15y0M | [9 empty] | 36-13
1895 | Royal North Shore Hospital | RN36 - Building 36 | Level 3 | RN36.03.021 | \Locations\Royal North Shore Hospital\RN36 - Building 36\Level 3 | \Geography\Oceania\Australia\New South Wales\Sydney Northern\Willoughby\St Leonards | \Organizations\101-NSW Health\8899-NSLHD | RNS-000112 | Smoke Detector | Smoke Detector - RN36.03.021 | \Classifications\Specification Class\Building Equipment\Fire Protection\Fire Alarm Systems\Smoke Detectors | Fire Detection, Fire Detectors, Smoke | FD-FD-Sm | \Classifications\Specification Class\VBIS\FD - Fire Detection\FD-FD - Fire Detectors\FD-FD-Sm - Smoke |  | UNKNOWN |  |  |  | RNS-000112 | [6 empty] | 2023-07-25 | 2 - Normal | 2 - Good | 2 - Medium |  | 2 - Normal | Statutory | Preventive | High |  |  | 16y0M
1896 | Royal North Shore Hospital | RN36 - Building 36 | Level 3 | RN36.03.037 | \Locations\Royal North Shore Hospital\RN36 - Building 36\Level 3 | \Geography\Oceania\Australia\New South Wales\Sydney Northern\Willoughby\St Leonards | \Organizations\101-NSW Health\8899-NSLHD | RNS-000136 | Distribution Board - DB-36.3.1 | Distribution Board - DB-36.3.1 - RN36.03.037 | \Classifications\Specification Class\Building Equipment\Electrical\Electrical Service & Distribution\Distribution Boards | Electrical Power, Switchboard, Main Switch Board | EP-SB-MSB | \Classifications\Specification Class\VBIS\EP - Electrical Power\EP-SB - Switchboard\EP-SB-MSB - Main Switch Board |  | STOWE ELECTRIC |  |  |  | RNS-000136 | [6 empty] | 2023-07-25 | 2 - Normal | 2 - Good | 3 - High |  | 2 - Normal | Statutory | Preventive | High |  |  | 20y0M
1897 | Royal North Shore Hospital | RN36 - Building 36 | Level 3 | RN36.03.020 | \Locations\Royal North Shore Hospital\RN36 - Building 36\Level 3 | \Geography\Oceania\Australia\New South Wales\Sydney Northern\Willoughby\St Leonards | \Organizations\101-NSW Health\8899-NSLHD | RNS-000154 | Smoke Detector | Smoke Detector - RN36.03.020 | \Classifications\Specification Class\Building Equipment\Fire Protection\Fire Alarm Systems\Smoke Detectors | Fire Detection, Fire Detectors, Smoke | FD-FD-Sm | \Classifications\Specification Class\VBIS\FD - Fire Detection\FD-FD - Fire Detectors\FD-FD-Sm - Smoke |  | UNKNOWN |  |  |  | RNS-000154 | [6 empty] | 2023-07-25 | 2 - Normal | 5 - Defective | 2 - Medium | Not functional | 2 - Normal | Statutory | Preventive | High |  |  | 0y0M
1898 | Royal North Shore Hospital | RN36 - Building 36 | Level 3 | RN36.03.022 | \Locations\Royal North Shore Hospital\RN36 - Building 36\Level 3 | \Geography\Oceania\Australia\New South Wales\Sydney Northern\Willoughby\St Leonards | \Organizations\101-NSW Health\8899-NSLHD | RNS-000150 | Smoke Detector | Smoke Detector - RN36.03.022 | \Classifications\Specification Class\Building Equipment\Fire Protection\Fire Alarm Systems\Smoke Detectors | Fire Detection, Fire Detectors, Smoke | FD-FD-Sm | \Classifications\Specification Class\VBIS\FD - Fire Detection\FD-FD - Fire Detectors\FD-FD-Sm - Smoke |  | UNKNOWN |  |  |  | RNS-000150 | [6 empty] | 2023-07-25 | 2 - Normal | 4 - Poor | 2 - Medium | Hanging out of ceiling | 2 - Normal | Statutory | Preventive | High |  |  | 4y0M
1899 | Royal North Shore Hospital | RN36 - Building 36 | Level 3 | RN36.03.023 | \Locations\Royal North Shore Hospital\RN36 - Building 36\Level 3 | \Geography\Oceania\Australia\New South Wales\Sydney Northern\Willoughby\St Leonards | \Organizations\101-NSW Health\8899-NSLHD | RNS-000153 | Smoke Detector | Smoke Detector - RN36.03.023 | \Classifications\Specification Class\Building Equipment\Fire Protection\Fire Alarm Systems\Smoke Detectors | Fire Detection, Fire Detectors, Smoke | FD-FD-Sm | \Classifications\Specification Class\VBIS\FD - Fire Detection\FD-FD - Fire Detectors\FD-FD-Sm - Smoke |  | UNKNOWN |  |  |  | RNS-000153 | [6 empty] | 2023-07-25 | 2 - Normal | 4 - Poor | 2 - Medium | Hanging out of ceiling | 2 - Normal | Statutory | Preventive | High |  |  | 4y0M
1900 | Royal North Shore Hospital | RN36 - Building 36 | Level 3 | RN36.03.023 | \Locations\Royal North Shore Hospital\RN36 - Building 36\Level 3 | \Geography\Oceania\Australia\New South Wales\Sydney Northern\Willoughby\St Leonards | \Organizations\101-NSW Health\8899-NSLHD | RNS-000148 | Smoke Detector | Smoke Detector - RN36.03.023 | \Classifications\Specification Class\Building Equipment\Fire Protection\Fire Alarm Systems\Smoke Detectors | Fire Detection, Fire Detectors, Smoke | FD-FD-Sm | \Classifications\Specification Class\VBIS\FD - Fire Detection\FD-FD - Fire Detectors\FD-FD-Sm - Smoke |  | UNKNOWN |  |  |  | RNS000148 | [6 empty] | 2023-07-25 | 2 - Normal | 4 - Poor | 2 - Medium | Hanging out of ceiling | 2 - Normal | Statutory | Preventive | High |  |  | 4y0M
1901 | Royal North Shore Hospital | RN36 - Building 36 | Level 3 | RN36.03.037 | \Locations\Royal North Shore Hospital\RN36 - Building 36\Level 3 | \Geography\Oceania\Australia\New South Wales\Sydney Northern\Willoughby\St Leonards | \Organizations\101-NSW Health\8899-NSLHD | RNS-000147 | Emergency Exit Sign | Emergency Exit Sign - RN36.03.037 | \Classifications\Specification Class\Building Equipment\Electrical\Other Electrical Systems\Emergency Light & Power Systems\Emergency Evacuation Lighting | Electrical Lighting, Emergency Lighting, Testing | EL-EL-Te | \Classifications\Specification Class\VBIS\EL - Electrical Lighting\EL-EL - Emergency Lighting\EL-EL-Te - Testing |  | EKTOR | 24m |  |  | RNS-000147 | [6 empty] | 2023-07-25 | 2 - Normal | 2 - Good | 2 - Medium |  | 2 - Normal | Statutory | Preventive | High |  |  | 20y0M
1902 | Royal North Shore Hospital | RN36 - Building 36 | Level 3 | RN36.03.037 | \Locations\Royal North Shore Hospital\RN36 - Building 36\Level 3 | \Geography\Oceania\Australia\New South Wales\Sydney Northern\Willoughby\St Leonards | \Organizations\101-NSW Health\8899-NSLHD | RNS-000146 | Fire Extinguisher - CO2 | Fire Extinguisher - CO2 - RN36.03.037 | \Classifications\Specification Class\Building Equipment\Fire Protection\Fire Protection Specialities\Fire Extinguishers\CO2 | Fire Suppression, Portable Fire Extinguisher, Carbon Dioxide | FS-PFE-CD | \Classifications\Specification Class\VBIS\FS - Fire Suppression\FS-PFE - Portable Fire Extinguisher\FS-PFE-CD - Carbon Dioxide |  | AMPAC | 3.5kg |  |  | RNS-000146 | [6 empty] | 2023-07-25 | 2 - Normal | 2 - Good | 2 - Medium |  | 2 - Normal | Statutory | Preventive | High |  |  | 12y0M
1903 | Royal North Shore Hospital | RN36 - Building 36 | Level 3 | RN36.03.037 | \Locations\Royal North Shore Hospital\RN36 - Building 36\Level 3 | \Geography\Oceania\Australia\New South Wales\Sydney Northern\Willoughby\St Leonards | \Organizations\101-NSW Health\8899-NSLHD | RNS-000145 | Fire Hose Reel | Fire Hose Reel - RN36.03.037 | \Classifications\Specification Class\Building Equipment\Fire Protection\Fire Protection Specialities\Fire Hose Reels | Fire Suppression, Fire Hose Reel | FS-FHR | \Classifications\Specification Class\VBIS\FS - Fire Suppression\FS-FHR - Fire Hose Reel |  | FIREGARD | 36m |  |  | RNS-000145 | [6 empty] | 2023-07-25 | 2 - Normal | 2 - Good | 2 - Medium |  | 2 - Normal | Statutory | Preventive | High |  |  | 12y0M
1904 | Royal North Shore Hospital | RN36 - Building 36 | Level 3 | RN36.03.037 | \Locations\Royal North Shore Hospital\RN36 - Building 36\Level 3 | \Geography\Oceania\Australia\New South Wales\Sydney Northern\Willoughby\St Leonards | \Organizations\101-NSW Health\8899-NSLHD | RNS-000144 | Emergency Exit Sign | Emergency Exit Sign - RN36.03.037 | \Classifications\Specification Class\Building Equipment\Electrical\Other Electrical Systems\Emergency Light & Power Systems\Emergency Evacuation Lighting | Electrical Lighting, Emergency Lighting, Testing | EL-EL-Te | \Classifications\Specification Class\VBIS\EL - Electrical Lighting\EL-EL - Emergency Lighting\EL-EL-Te - Testing |  | UNKNOWN | 24m |  |  | RNS-000144 | [6 empty] | 2023-07-25 | 2 - Normal | 2 - Good | 2 - Medium |  | 2 - Normal | Statutory | Preventive | High |  |  | 20y0M
1905 | Royal North Shore Hospital | RN36 - Building 36 | Level 3 | RN36.03.037 | \Locations\Royal North Shore Hospital\RN36 - Building 36\Level 3 | \Geography\Oceania\Australia\New South Wales\Sydney Northern\Willoughby\St Leonards | \Organizations\101-NSW Health\8899-NSLHD | RNS-000143 | Emergency Exit Sign | Emergency Exit Sign - RN36.03.037 | \Classifications\Specification Class\Building Equipment\Electrical\Other Electrical Systems\Emergency Light & Power Systems\Emergency Evacuation Lighting | Electrical Lighting, Emergency Lighting, Testing | EL-EL-Te | \Classifications\Specification Class\VBIS\EL - Electrical Lighting\EL-EL - Emergency Lighting\EL-EL-Te - Testing |  | EKTOR | 24m |  |  | RNS-000143 | [6 empty] | 2023-07-25 | 2 - Normal | 2 - Good | 2 - Medium |  | 2 - Normal | Statutory | Preventive | High |  |  | 20y0M
1906 | Royal North Shore Hospital | RN36 - Building 36 | Level 3 | RN36.03.005 | \Locations\Royal North Shore Hospital\RN36 - Building 36\Level 3 | \Geography\Oceania\Australia\New South Wales\Sydney Northern\Willoughby\St Leonards | \Organizations\101-NSW Health\8899-NSLHD | RNS-000142 | Fire Blanket | Fire Blanket - RN36.03.005 | \Classifications\Specification Class\Building Equipment\Fire Protection\Other Fire Protection Systems\Fire Blankets | Fire Suppression, Fire Blanket | FS-FB | \Classifications\Specification Class\VBIS\FS - Fire Suppression\FS-FB - Fire Blanket |  | QUELL | 1.2m X 1.8m |  |  | RNS-000142 | [6 empty] | 2023-07-25 | 2 - Normal | 3 - Fair | 2 - Medium | Missing signage | 2 - Normal | Statutory | Preventive | High |  |  | 6y0M
1907 | Royal North Shore Hospital | RN36 - Building 36 | Level 3 | RN36.03.005 | \Locations\Royal North Shore Hospital\RN36 - Building 36\Level 3 | \Geography\Oceania\Australia\New South Wales\Sydney Northern\Willoughby\St Leonards | \Organizations\101-NSW Health\8899-NSLHD | RNS-000176 | Boiling Water Unit | Boiling Water Unit - RN36.03.005 | \Classifications\Specification Class\Food Service Equipment\Chilled Water/Hot Water Taps | Hydraulics, Potable Water Units, Water Filter Unit | HY-PWU-WFU | \Classifications\Specification Class\VBIS\HY - Hydraulics\HY-PWU - Potable Water Units\HY-PWU-WFU - Water Filter Unit |  | ZIP | BC 100/75 | Hydrotap | 2017100502008 | RNS-000176 |  |  |  |  | 2017-01-01 |  | 2023-07-25 | 2 - Normal | 2 - Good | 1 - Low |  | 2 - Normal | Statutory | Preventive | Medium |  |  | 3y4M
1908 | Royal North Shore Hospital | RN36 - Building 36 | Level 3 | RN36.03.030 | \Locations\Royal North Shore Hospital\RN36 - Building 36\Level 3 | \Geography\Oceania\Australia\New South Wales\Sydney Northern\Willoughby\St Leonards | \Organizations\101-NSW Health\8899-NSLHD | RNS-000178 | Fire Extinguisher - CO2 | Fire Extinguisher - CO2 - RN36.03.030 | \Classifications\Specification Class\Building Equipment\Fire Protection\Fire Protection Specialities\Fire Extinguishers\CO2 | Fire Suppression, Portable Fire Extinguisher, Carbon Dioxide | FS-PFE-CD | \Classifications\Specification Class\VBIS\FS - Fire Suppression\FS-PFE - Portable Fire Extinguisher\FS-PFE-CD - Carbon Dioxide |  | AMPAC | 3.5kg |  |  | RNS-000178 | [6 empty] | 2023-07-25 | 2 - Normal | 2 - Good | 2 - Medium |  | 2 - Normal | Statutory | Preventive | High |  |  | 12y0M
1909 | Royal North Shore Hospital | RN36 - Building 36 | Level 3 | RN36.03.030 | \Locations\Royal North Shore Hospital\RN36 - Building 36\Level 3 | \Geography\Oceania\Australia\New South Wales\Sydney Northern\Willoughby\St Leonards | \Organizations\101-NSW Health\8899-NSLHD | RNS-000179 | Radiator | Radiator - RN36.03.030 | \Classifications\Specification Class\Building Equipment\HVAC\Heat Generating Systems\Auxilary Heat Generating Equipment | Furniture, Fittings & Equipment, Heater | FFE-He | \Classifications\Specification Class\VBIS\FFE - Furniture, Fittings & Equipment\FFE-He - Heater |  | UNKNOWN |  |  |  | RNS-000179 | [6 empty] | 2023-07-25 | 2 - Normal | 3 - Fair | 2 - Medium |  | 2 - Normal | Non-Statutory | Run To Failure | Medium |  |  | 12y0M
1910 | Royal North Shore Hospital | RN36 - Building 36 | Level 3 | RN36.03.030 | \Locations\Royal North Shore Hospital\RN36 - Building 36\Level 3 | \Geography\Oceania\Australia\New South Wales\Sydney Northern\Willoughby\St Leonards | \Organizations\101-NSW Health\8899-NSLHD | RNS-000180 | Emergency Exit Sign | Emergency Exit Sign - RN36.03.030 | \Classifications\Specification Class\Building Equipment\Electrical\Other Electrical Systems\Emergency Light & Power Systems\Emergency Evacuation Lighting | Electrical Lighting, Emergency Lighting, Testing | EL-EL-Te | \Classifications\Specification Class\VBIS\EL - Electrical Lighting\EL-EL - Emergency Lighting\EL-EL-Te - Testing |  | EKTOR | 24m |  |  | RNS-000180 | [6 empty] | 2023-07-25 | 2 - Normal | 2 - Good | 2 - Medium |  | 2 - Normal | Statutory | Preventive | High |  |  | 20y0M
1911 | Royal North Shore Hospital | RN36 - Building 36 | Level 3 | RN36.03.037 | \Locations\Royal North Shore Hospital\RN36 - Building 36\Level 3 | \Geography\Oceania\Australia\New South Wales\Sydney Northern\Willoughby\St Leonards | \Organizations\101-NSW Health\8899-NSLHD | RNS-000139 | Smoke Detector | Smoke Detector - RN36.03.037 | \Classifications\Specification Class\Building Equipment\Fire Protection\Fire Alarm Systems\Smoke Detectors | Fire Detection, Fire Detectors, Smoke | FD-FD-Sm | \Classifications\Specification Class\VBIS\FD - Fire Detection\FD-FD - Fire Detectors\FD-FD-Sm - Smoke |  | UNKNOWN |  |  |  | RNS-000139 | [6 empty] | 2023-07-25 | 2 - Normal | 2 - Good | 2 - Medium |  | 2 - Normal | Statutory | Preventive | High |  |  | 16y0M
1912 | Royal North Shore Hospital | RN36 - Building 36 | Level 3 | RN36.03.037 | \Locations\Royal North Shore Hospital\RN36 - Building 36\Level 3 | \Geography\Oceania\Australia\New South Wales\Sydney Northern\Willoughby\St Leonards | \Organizations\101-NSW Health\8899-NSLHD | RNS-000138 | Smoke Detector | Smoke Detector - RN36.03.037 | \Classifications\Specification Class\Building Equipment\Fire Protection\Fire Alarm Systems\Smoke Detectors | Fire Detection, Fire Detectors, Smoke | FD-FD-Sm | \Classifications\Specification Class\VBIS\FD - Fire Detection\FD-FD - Fire Detectors\FD-FD-Sm - Smoke |  | UNKNOWN |  |  |  | RNS-000138 | [6 empty] | 2023-07-25 | 2 - Normal | 2 - Good | 2 - Medium |  | 2 - Normal | Statutory | Preventive | High |  |  | 16y0M
1913 | Royal North Shore Hospital | RN36 - Building 36 | Level 3 | RN36.03.037 | \Locations\Royal North Shore Hospital\RN36 - Building 36\Level 3 | \Geography\Oceania\Australia\New South Wales\Sydney Northern\Willoughby\St Leonards | \Organizations\101-NSW Health\8899-NSLHD | RNS-000137 | Smoke Detector | Smoke Detector - RN36.03.037 | \Classifications\Specification Class\Building Equipment\Fire Protection\Fire Alarm Systems\Smoke Detectors | Fire Detection, Fire Detectors, Smoke | FD-FD-Sm | \Classifications\Specification Class\VBIS\FD - Fire Detection\FD-FD - Fire Detectors\FD-FD-Sm - Smoke |  | UNKNOWN |  |  |  | RNS-000137 | [6 empty] | 2023-07-25 | 2 - Normal | 2 - Good | 2 - Medium |  | 2 - Normal | Statutory | Preventive | High |  |  | 16y0M
1914 | Royal North Shore Hospital | RN36 - Building 36 | Level 3 | RN36.03.008 | \Locations\Royal North Shore Hospital\RN36 - Building 36\Level 3 | \Geography\Oceania\Australia\New South Wales\Sydney Northern\Willoughby\St Leonards | \Organizations\101-NSW Health\8899-NSLHD | RNS-000140 | Smoke Detector | Smoke Detector - RN36.03.008 | \Classifications\Specification Class\Building Equipment\Fire Protection\Fire Alarm Systems\Smoke Detectors | Fire Detection, Fire Detectors, Smoke | FD-FD-Sm | \Classifications\Specification Class\VBIS\FD - Fire Detection\FD-FD - Fire Detectors\FD-FD-Sm - Smoke |  | UNKNOWN |  |  |  | RNS-000140 | [6 empty] | 2023-07-25 | 2 - Normal | 2 - Good | 2 - Medium |  | 2 - Normal | Statutory | Preventive | High |  |  | 16y0M
1915 | Royal North Shore Hospital | RN36 - Building 36 | Level 3 | RN36.03.007 | \Locations\Royal North Shore Hospital\RN36 - Building 36\Level 3 | \Geography\Oceania\Australia\New South Wales\Sydney Northern\Willoughby\St Leonards | \Organizations\101-NSW Health\8899-NSLHD | RNS-000141 | Smoke Detector | Smoke Detector - RN36.03.007 | \Classifications\Specification Class\Building Equipment\Fire Protection\Fire Alarm Systems\Smoke Detectors | Fire Detection, Fire Detectors, Smoke | FD-FD-Sm | \Classifications\Specification Class\VBIS\FD - Fire Detection\FD-FD - Fire Detectors\FD-FD-Sm - Smoke |  | UNKNOWN |  |  | 1756973 | RNS-000141 | [6 empty] | 2023-07-25 | 2 - Normal | 2 - Good | 2 - Medium |  | 2 - Normal | Statutory | Preventive | High |  |  | 16y0M
1916 | Royal North Shore Hospital | RN36 - Building 36 | Level 3 | RN36.03.005 | \Locations\Royal North Shore Hospital\RN36 - Building 36\Level 3 | \Geography\Oceania\Australia\New South Wales\Sydney Northern\Willoughby\St Leonards | \Organizations\101-NSW Health\8899-NSLHD | RNS-000177 | Smoke Detector | Smoke Detector - RN36.03.005 | \Classifications\Specification Class\Building Equipment\Fire Protection\Fire Alarm Systems\Smoke Detectors | Fire Detection, Fire Detectors, Smoke | FD-FD-Sm | \Classifications\Specification Class\VBIS\FD - Fire Detection\FD-FD - Fire Detectors\FD-FD-Sm - Smoke |  | UNKNOWN |  |  | 1756962 | RNS-000177 | [6 empty] | 2023-07-25 | 2 - Normal | 2 - Good | 2 - Medium |  | 2 - Normal | Statutory | Preventive | High |  |  | 16y0M
1917 | Royal North Shore Hospital | RN36 - Building 36 | Level 3 | RN36.03.030 | \Locations\Royal North Shore Hospital\RN36 - Building 36\Level 3 | \Geography\Oceania\Australia\New South Wales\Sydney Northern\Willoughby\St Leonards | \Organizations\101-NSW Health\8899-NSLHD | RNS-000183 | Emergency Light | Emergency Light - RN36.03.030 | \Classifications\Specification Class\Building Equipment\Electrical\Other Electrical Systems\Emergency Light & Power Systems\Emergency Evacuation Lighting | Electrical Lighting, Emergency Lighting, Testing | EL-EL-Te | \Classifications\Specification Class\VBIS\EL - Electrical Lighting\EL-EL - Emergency Lighting\EL-EL-Te - Testing |  | UNKNOWN |  |  | 1757626 | RNS-000183 | [6 empty] | 2023-07-25 | 2 - Normal | 2 - Good | 2 - Medium |  | 2 - Normal | Statutory | Preventive | High |  |  | 20y0M
1918 | Royal North Shore Hospital | RN36 - Building 36 | Level 3 | RN36.03.030 | \Locations\Royal North Shore Hospital\RN36 - Building 36\Level 3 | \Geography\Oceania\Australia\New South Wales\Sydney Northern\Willoughby\St Leonards | \Organizations\101-NSW Health\8899-NSLHD | RNS-000182 | Smoke Detector | Smoke Detector - RN36.03.030 | \Classifications\Specification Class\Building Equipment\Fire Protection\Fire Alarm Systems\Smoke Detectors | Fire Detection, Fire Detectors, Smoke | FD-FD-Sm | \Classifications\Specification Class\VBIS\FD - Fire Detection\FD-FD - Fire Detectors\FD-FD-Sm - Smoke |  | UNKNOWN |  |  |  | RNS-000182 | [6 empty] | 2023-07-25 | 2 - Normal | 2 - Good | 2 - Medium |  | 2 - Normal | Statutory | Preventive | High |  |  | 16y0M
1919 | Royal North Shore Hospital | RN36 - Building 36 | Level 3 | RN36.03.030 | \Locations\Royal North Shore Hospital\RN36 - Building 36\Level 3 | \Geography\Oceania\Australia\New South Wales\Sydney Northern\Willoughby\St Leonards | \Organizations\101-NSW Health\8899-NSLHD | RNS-000181 | Smoke Detector | Smoke Detector - RN36.03.030 | \Classifications\Specification Class\Building Equipment\Fire Protection\Fire Alarm Systems\Smoke Detectors | Fire Detection, Fire Detectors, Smoke | FD-FD-Sm | \Classifications\Specification Class\VBIS\FD - Fire Detection\FD-FD - Fire Detectors\FD-FD-Sm - Smoke |  | UNKNOWN |  |  | 1756964 | RNS-000181 | [6 empty] | 2023-07-25 | 2 - Normal | 2 - Good | 2 - Medium |  | 2 - Normal | Statutory | Preventive | High |  |  | 16y0M
1920 | Royal North Shore Hospital | RN36 - Building 36 | Level 4 | RN36.04.015 | \Locations\Royal North Shore Hospital\RN36 - Building 36\Level 4 | \Geography\Oceania\Australia\New South Wales\Sydney Northern\Willoughby\St Leonards | \Organizations\101-NSW Health\8899-NSLHD | RNS-000198 | Smoke Detector | Smoke Detector - RN36.04.015 | \Classifications\Specification Class\Building Equipment\Fire Protection\Fire Alarm Systems\Smoke Detectors | Fire Detection, Fire Detectors, Smoke | FD-FD-Sm | \Classifications\Specification Class\VBIS\FD - Fire Detection\FD-FD - Fire Detectors\FD-FD-Sm - Smoke |  | UNKNOWN |  |  |  | RNS-000198 | [6 empty] | 2023-07-25 | 2 - Normal | 2 - Good | 2 - Medium |  | 2 - Normal | Statutory | Preventive | High |  |  | 16y0M
1921 | Royal North Shore Hospital | RN36 - Building 36 | Level 4 | RN36.04.015 | \Locations\Royal North Shore Hospital\RN36 - Building 36\Level 4 | \Geography\Oceania\Australia\New South Wales\Sydney Northern\Willoughby\St Leonards | \Organizations\101-NSW Health\8899-NSLHD | RNS-000199 | Emergency Light | Emergency Light - RN36.04.015 | \Classifications\Specification Class\Building Equipment\Electrical\Other Electrical Systems\Emergency Light & Power Systems\Emergency Evacuation Lighting | Electrical Lighting, Emergency Lighting, Testing | EL-EL-Te | \Classifications\Specification Class\VBIS\EL - Electrical Lighting\EL-EL - Emergency Lighting\EL-EL-Te - Testing |  | UNKNOWN |  |  | 1755925 | RNS-000199 | [6 empty] | 2023-07-25 | 2 - Normal | 2 - Good | 2 - Medium |  | 2 - Normal | Statutory | Preventive | High |  |  | 20y0M
1922 | Royal North Shore Hospital | RN36 - Building 36 | Level 4 | RN36.04.014 | \Locations\Royal North Shore Hospital\RN36 - Building 36\Level 4 | \Geography\Oceania\Australia\New South Wales\Sydney Northern\Willoughby\St Leonards | \Organizations\101-NSW Health\8899-NSLHD | RNS-000197 | Smoke Detector | Smoke Detector - RN36.04.014 | \Classifications\Specification Class\Building Equipment\Fire Protection\Fire Alarm Systems\Smoke Detectors | Fire Detection, Fire Detectors, Smoke | FD-FD-Sm | \Classifications\Specification Class\VBIS\FD - Fire Detection\FD-FD - Fire Detectors\FD-FD-Sm - Smoke |  | UNKNOWN |  |  |  | RNS-000197 | [6 empty] | 2023-07-25 | 2 - Normal | 2 - Good | 2 - Medium |  | 2 - Normal | Statutory | Preventive | High |  |  | 16y0M
1923 | Royal North Shore Hospital | RN36 - Building 36 | Level 4 | RN36.04.014 | \Locations\Royal North Shore Hospital\RN36 - Building 36\Level 4 | \Geography\Oceania\Australia\New South Wales\Sydney Northern\Willoughby\St Leonards | \Organizations\101-NSW Health\8899-NSLHD | RNS-000195 | Smoke Detector | Smoke Detector - RN36.04.014 | \Classifications\Specification Class\Building Equipment\Fire Protection\Fire Alarm Systems\Smoke Detectors | Fire Detection, Fire Detectors, Smoke | FD-FD-Sm | \Classifications\Specification Class\VBIS\FD - Fire Detection\FD-FD - Fire Detectors\FD-FD-Sm - Smoke |  | UNKNOWN |  |  | 1756994 | RNS-000195 | [6 empty] | 2023-07-25 | 2 - Normal | 2 - Good | 2 - Medium |  | 2 - Normal | Statutory | Preventive | High |  |  | 16y0M
1924 | Royal North Shore Hospital | RN36 - Building 36 | Level 4 | RN36.04.018 | \Locations\Royal North Shore Hospital\RN36 - Building 36\Level 4 | \Geography\Oceania\Australia\New South Wales\Sydney Northern\Willoughby\St Leonards | \Organizations\101-NSW Health\8899-NSLHD | RNS-000184 | Smoke Detector | Smoke Detector - RN36.04.018 | \Classifications\Specification Class\Building Equipment\Fire Protection\Fire Alarm Systems\Smoke Detectors | Fire Detection, Fire Detectors, Smoke | FD-FD-Sm | \Classifications\Specification Class\VBIS\FD - Fire Detection\FD-FD - Fire Detectors\FD-FD-Sm - Smoke |  | UNKNOWN |  |  | 1756996 | RNS-000184 | [6 empty] | 2023-07-25 | 2 - Normal | 2 - Good | 2 - Medium |  | 2 - Normal | Statutory | Preventive | High |  |  | 16y0M
1925 | Royal North Shore Hospital | RN36 - Building 36 | Level 4 | RN36.04.018 | \Locations\Royal North Shore Hospital\RN36 - Building 36\Level 4 | \Geography\Oceania\Australia\New South Wales\Sydney Northern\Willoughby\St Leonards | \Organizations\101-NSW Health\8899-NSLHD | RNS-000185 | Fire Blanket | Fire Blanket - RN36.04.018 | \Classifications\Specification Class\Building Equipment\Fire Protection\Other Fire Protection Systems\Fire Blankets | Fire Suppression, Fire Blanket | FS-FB | \Classifications\Specification Class\VBIS\FS - Fire Suppression\FS-FB - Fire Blanket |  | FLAMESTOP | 1.2m X 1.8m |  |  | RNS-000185 | [6 empty] | 2023-07-25 | 2 - Normal | 3 - Fair | 2 - Medium |  | 2 - Normal | Statutory | Preventive | High |  |  | 6y0M
1926 | Royal North Shore Hospital | RN36 - Building 36 | Level 4 | RN36.04.020 | \Locations\Royal North Shore Hospital\RN36 - Building 36\Level 4 | \Geography\Oceania\Australia\New South Wales\Sydney Northern\Willoughby\St Leonards | \Organizations\101-NSW Health\8899-NSLHD | RNS-000200 | Smoke Detector | Smoke Detector - RN36.04.020 | \Classifications\Specification Class\Building Equipment\Fire Protection\Fire Alarm Systems\Smoke Detectors | Fire Detection, Fire Detectors, Smoke | FD-FD-Sm | \Classifications\Specification Class\VBIS\FD - Fire Detection\FD-FD - Fire Detectors\FD-FD-Sm - Smoke |  | UNKNOWN |  |  |  | RNS000200 | [6 empty] | 2023-07-25 | 2 - Normal | 2 - Good | 2 - Medium |  | 2 - Normal | Statutory | Preventive | High |  |  | 16y0M
1927 | Royal North Shore Hospital | RN36 - Building 36 | Level 4 | RN36.04.021 | \Locations\Royal North Shore Hospital\RN36 - Building 36\Level 4 | \Geography\Oceania\Australia\New South Wales\Sydney Northern\Willoughby\St Leonards | \Organizations\101-NSW Health\8899-NSLHD | RNS-000194 | Smoke Detector | Smoke Detector - RN36.04.021 | \Classifications\Specification Class\Building Equipment\Fire Protection\Fire Alarm Systems\Smoke Detectors | Fire Detection, Fire Detectors, Smoke | FD-FD-Sm | \Classifications\Specification Class\VBIS\FD - Fire Detection\FD-FD - Fire Detectors\FD-FD-Sm - Smoke |  | UNKNOWN |  |  | 1756997 | RNS-000194 | [6 empty] | 2023-07-25 | 2 - Normal | 2 - Good | 2 - Medium |  | 2 - Normal | Statutory | Preventive | High |  |  | 16y0M
1928 | Royal North Shore Hospital | RN36 - Building 36 | Level 4 | RN36.04.025 | \Locations\Royal North Shore Hospital\RN36 - Building 36\Level 4 | \Geography\Oceania\Australia\New South Wales\Sydney Northern\Willoughby\St Leonards | \Organizations\101-NSW Health\8899-NSLHD | RNS-000188 | Smoke Detector | Smoke Detector - RN36.04.025 | \Classifications\Specification Class\Building Equipment\Fire Protection\Fire Alarm Systems\Smoke Detectors | Fire Detection, Fire Detectors, Smoke | FD-FD-Sm | \Classifications\Specification Class\VBIS\FD - Fire Detection\FD-FD - Fire Detectors\FD-FD-Sm - Smoke |  | UNKNOWN |  |  |  | RNS-000188 | [6 empty] | 2023-07-25 | 2 - Normal | 2 - Good | 2 - Medium |  | 2 - Normal | Statutory | Preventive | High |  |  | 16y0M
1929 | Royal North Shore Hospital | RN36 - Building 36 | Level 4 | RN36.04.024 | \Locations\Royal North Shore Hospital\RN36 - Building 36\Level 4 | \Geography\Oceania\Australia\New South Wales\Sydney Northern\Willoughby\St Leonards | \Organizations\101-NSW Health\8899-NSLHD | RNS-000186 | Smoke Detector | Smoke Detector - RN36.04.024 | \Classifications\Specification Class\Building Equipment\Fire Protection\Fire Alarm Systems\Smoke Detectors | Fire Detection, Fire Detectors, Smoke | FD-FD-Sm | \Classifications\Specification Class\VBIS\FD - Fire Detection\FD-FD - Fire Detectors\FD-FD-Sm - Smoke |  | UNKNOWN |  |  |  | RNS-000186 | [6 empty] | 2023-07-25 | 2 - Normal | 4 - Poor | 2 - Medium | Taped over | 2 - Normal | Statutory | Preventive | High |  |  | 4y0M
1930 | Royal North Shore Hospital | RN36 - Building 36 | Level 4 | RN36.04.025 | \Locations\Royal North Shore Hospital\RN36 - Building 36\Level 4 | \Geography\Oceania\Australia\New South Wales\Sydney Northern\Willoughby\St Leonards | \Organizations\101-NSW Health\8899-NSLHD | RNS-000187 | Mechanical Services Switchboard - MSSB 35.4.2 | Mechanical Services Switchboard - MSSB 35.4.2 - RN36.04.025 | \Classifications\Specification Class\Building Equipment\Electrical\Electrical Service & Distribution\Distribution Boards | Electrical Power, Switchboard, Main Switch Board | EP-SB-MSB | \Classifications\Specification Class\VBIS\EP - Electrical Power\EP-SB - Switchboard\EP-SB-MSB - Main Switch Board |  | UNKNOWN |  |  |  | RNS-000187 | [6 empty] | 2023-07-25 | 2 - Normal | 2 - Good | 3 - High |  | 2 - Normal | Statutory | Preventive | High |  |  | 20y0M | [9 empty] | Level 4.01
1931 | Royal North Shore Hospital | RN36 - Building 36 | Level 4 | RN36.04.025 | \Locations\Royal North Shore Hospital\RN36 - Building 36\Level 4 | \Geography\Oceania\Australia\New South Wales\Sydney Northern\Willoughby\St Leonards | \Organizations\101-NSW Health\8899-NSLHD | RNS-000189 | Fan Coil Unit | Fan Coil Unit - RN36.04.025 | \Classifications\Specification Class\Building Equipment\HVAC\Terminal & Package Units\Fan Coil Units | Mechanical, Fan Coil Units, Cassette | ME-FCU-Ca | \Classifications\Specification Class\VBIS\ME - Mechanical\ME-FCU - Fan Coil Units\ME-FCU-Ca - Cassette |  | ACTRONAIR | SCG340E |  | 795270 | RNS-000189 | [6 empty] | 2023-07-25 | 2 - Normal | 3 - Fair | 3 - High |  | 2 - Normal | Statutory | Preventive | High |  |  | 15y0M
1932 | Royal North Shore Hospital | RN36 - Building 36 | Level 4 | RN36.04.025 | \Locations\Royal North Shore Hospital\RN36 - Building 36\Level 4 | \Geography\Oceania\Australia\New South Wales\Sydney Northern\Willoughby\St Leonards | \Organizations\101-NSW Health\8899-NSLHD | RNS-000190 | Fan Coil Unit | Fan Coil Unit - RN36.04.025 | \Classifications\Specification Class\Building Equipment\HVAC\Terminal & Package Units\Fan Coil Units | Mechanical, Fan Coil Units, Cassette | ME-FCU-Ca | \Classifications\Specification Class\VBIS\ME - Mechanical\ME-FCU - Fan Coil Units\ME-FCU-Ca - Cassette |  | ACTRONAIR |  |  |  | RNS-000190 | [6 empty] | 2023-07-25 | 2 - Normal | 3 - Fair | 3 - High |  | 2 - Normal | Statutory | Preventive | High |  |  | 15y0M | [9 empty] | No manufacturer plate access - 01
1933 | Royal North Shore Hospital | RN36 - Building 36 | Level 4 | RN36.04.026 | \Locations\Royal North Shore Hospital\RN36 - Building 36\Level 4 | \Geography\Oceania\Australia\New South Wales\Sydney Northern\Willoughby\St Leonards | \Organizations\101-NSW Health\8899-NSLHD | RNS-000191 | Smoke Detector | Smoke Detector - RN36.04.026 | \Classifications\Specification Class\Building Equipment\Fire Protection\Fire Alarm Systems\Smoke Detectors | Fire Detection, Fire Detectors, Smoke | FD-FD-Sm | \Classifications\Specification Class\VBIS\FD - Fire Detection\FD-FD - Fire Detectors\FD-FD-Sm - Smoke |  | UNKNOWN |  |  | 1756988 | RNS-000191 | [6 empty] | 2023-07-25 | 2 - Normal | 2 - Good | 2 - Medium |  | 2 - Normal | Statutory | Preventive | High |  |  | 16y0M
1934 | Royal North Shore Hospital | RN36 - Building 36 | Level 4 | RN36.04.007 | \Locations\Royal North Shore Hospital\RN36 - Building 36\Level 4 | \Geography\Oceania\Australia\New South Wales\Sydney Northern\Willoughby\St Leonards | \Organizations\101-NSW Health\8899-NSLHD | RNS-000192 | Smoke Detector | Smoke Detector - RN36.04.007 | \Classifications\Specification Class\Building Equipment\Fire Protection\Fire Alarm Systems\Smoke Detectors | Fire Detection, Fire Detectors, Smoke | FD-FD-Sm | \Classifications\Specification Class\VBIS\FD - Fire Detection\FD-FD - Fire Detectors\FD-FD-Sm - Smoke |  | UNKNOWN |  |  |  | RNS-000192 | [6 empty] | 2023-07-25 | 2 - Normal | 2 - Good | 2 - Medium |  | 2 - Normal | Statutory | Preventive | High |  |  | 16y0M
1935 | Royal North Shore Hospital | RN36 - Building 36 | Level 4 | RN36.04.008 | \Locations\Royal North Shore Hospital\RN36 - Building 36\Level 4 | \Geography\Oceania\Australia\New South Wales\Sydney Northern\Willoughby\St Leonards | \Organizations\101-NSW Health\8899-NSLHD | RNS-000193 | Smoke Detector | Smoke Detector - RN36.04.008 | \Classifications\Specification Class\Building Equipment\Fire Protection\Fire Alarm Systems\Smoke Detectors | Fire Detection, Fire Detectors, Smoke | FD-FD-Sm | \Classifications\Specification Class\VBIS\FD - Fire Detection\FD-FD - Fire Detectors\FD-FD-Sm - Smoke |  | UNKNOWN |  |  |  | RNS-000193 | [6 empty] | 2023-07-25 | 2 - Normal | 2 - Good | 2 - Medium |  | 2 - Normal | Statutory | Preventive | High |  |  | 16y0M
1936 | Royal North Shore Hospital | RN36 - Building 36 | Level 4 | RN36.04.009 | \Locations\Royal North Shore Hospital\RN36 - Building 36\Level 4 | \Geography\Oceania\Australia\New South Wales\Sydney Northern\Willoughby\St Leonards | \Organizations\101-NSW Health\8899-NSLHD | RNS-000216 | Smoke Detector | Smoke Detector - RN36.04.009 | \Classifications\Specification Class\Building Equipment\Fire Protection\Fire Alarm Systems\Smoke Detectors | Fire Detection, Fire Detectors, Smoke | FD-FD-Sm | \Classifications\Specification Class\VBIS\FD - Fire Detection\FD-FD - Fire Detectors\FD-FD-Sm - Smoke |  | UNKNOWN |  |  | 1756989 | RNS-000216 | [6 empty] | 2023-07-25 | 2 - Normal | 2 - Good | 2 - Medium |  | 2 - Normal | Statutory | Preventive | High |  |  | 16y0M
1937 | Royal North Shore Hospital | RN36 - Building 36 | Level 4 | RN36.04.010 | \Locations\Royal North Shore Hospital\RN36 - Building 36\Level 4 | \Geography\Oceania\Australia\New South Wales\Sydney Northern\Willoughby\St Leonards | \Organizations\101-NSW Health\8899-NSLHD | RNS-000217 | Smoke Detector | Smoke Detector - RN36.04.010 | \Classifications\Specification Class\Building Equipment\Fire Protection\Fire Alarm Systems\Smoke Detectors | Fire Detection, Fire Detectors, Smoke | FD-FD-Sm | \Classifications\Specification Class\VBIS\FD - Fire Detection\FD-FD - Fire Detectors\FD-FD-Sm - Smoke |  | UNKNOWN |  |  | 1756990 | RNS-000217 | [6 empty] | 2023-07-25 | 2 - Normal | 2 - Good | 2 - Medium |  | 2 - Normal | Statutory | Preventive | High |  |  | 16y0M
1938 | Royal North Shore Hospital | RN36 - Building 36 | Level 4 | RN36.04.011 | \Locations\Royal North Shore Hospital\RN36 - Building 36\Level 4\RN36.04.011 Liftwell | \Geography\Oceania\Australia\New South Wales\Sydney Northern\Willoughby\St Leonards | \Organizations\101-NSW Health\8899-NSLHD | RNS-000218 | Smoke Detector | Smoke Detector - RN36.04.011 | \Classifications\Specification Class\Building Equipment\Fire Protection\Fire Alarm Systems\Smoke Detectors | Fire Detection, Fire Detectors, Smoke | FD-FD-Sm | \Classifications\Specification Class\VBIS\FD - Fire Detection\FD-FD - Fire Detectors\FD-FD-Sm - Smoke |  | UNKNOWN |  |  | 1756992 | RNS-000218 | [6 empty] | 2023-07-25 | 2 - Normal | 2 - Good | 2 - Medium |  | 2 - Normal | Statutory | Preventive | High |  |  | 16y0M
1939 | Royal North Shore Hospital | RN36 - Building 36 | Level 4 | RN36.04.012 | \Locations\Royal North Shore Hospital\RN36 - Building 36\Level 4 | \Geography\Oceania\Australia\New South Wales\Sydney Northern\Willoughby\St Leonards | \Organizations\101-NSW Health\8899-NSLHD | RNS-000219 | Smoke Detector | Smoke Detector - RN36.04.012 | \Classifications\Specification Class\Building Equipment\Fire Protection\Fire Alarm Systems\Smoke Detectors | Fire Detection, Fire Detectors, Smoke | FD-FD-Sm | \Classifications\Specification Class\VBIS\FD - Fire Detection\FD-FD - Fire Detectors\FD-FD-Sm - Smoke |  | UNKNOWN |  |  |  | RNS-000219 | [6 empty] | 2023-07-25 | 2 - Normal | 2 - Good | 2 - Medium |  | 2 - Normal | Statutory | Preventive | High |  |  | 16y0M
1940 | Royal North Shore Hospital | RN36 - Building 36 | Level 4 | RN36.04.004 | \Locations\Royal North Shore Hospital\RN36 - Building 36\Level 4 | \Geography\Oceania\Australia\New South Wales\Sydney Northern\Willoughby\St Leonards | \Organizations\101-NSW Health\8899-NSLHD | RNS-000220 | Smoke Detector | Smoke Detector - RN36.04.004 | \Classifications\Specification Class\Building Equipment\Fire Protection\Fire Alarm Systems\Smoke Detectors | Fire Detection, Fire Detectors, Smoke | FD-FD-Sm | \Classifications\Specification Class\VBIS\FD - Fire Detection\FD-FD - Fire Detectors\FD-FD-Sm - Smoke |  | UNKNOWN |  |  | 1756982 | RNS-000220 | [6 empty] | 2023-07-25 | 2 - Normal | 2 - Good | 2 - Medium |  | 2 - Normal | Statutory | Preventive | High |  |  | 16y0M
1941 | Royal North Shore Hospital | RN36 - Building 36 | Level 4 | RN36.04.006 | \Locations\Royal North Shore Hospital\RN36 - Building 36\Level 4 | \Geography\Oceania\Australia\New South Wales\Sydney Northern\Willoughby\St Leonards | \Organizations\101-NSW Health\8899-NSLHD | RNS-000221 | Smoke Detector | Smoke Detector - RN36.04.006 | \Classifications\Specification Class\Building Equipment\Fire Protection\Fire Alarm Systems\Smoke Detectors | Fire Detection, Fire Detectors, Smoke | FD-FD-Sm | \Classifications\Specification Class\VBIS\FD - Fire Detection\FD-FD - Fire Detectors\FD-FD-Sm - Smoke |  | UNKNOWN |  |  | 1756985 | RNS-000221 | [6 empty] | 2023-07-25 | 2 - Normal | 2 - Good | 2 - Medium |  | 2 - Normal | Statutory | Preventive | High |  |  | 16y0M
1942 | Royal North Shore Hospital | RN36 - Building 36 | Level 4 | RN36.04.029 | \Locations\Royal North Shore Hospital\RN36 - Building 36\Level 4 | \Geography\Oceania\Australia\New South Wales\Sydney Northern\Willoughby\St Leonards | \Organizations\101-NSW Health\8899-NSLHD | RNS-000226 | Air Conditioner - Split System Indoor Unit | Air Conditioner - Split System Indoor Unit - RN36.04.029 | \Classifications\Specification Class\Building Equipment\HVAC\Terminal & Package Units\Package Units\Split Systems | Mechanical, Air Conditioning Unit | ME-ACU | \Classifications\Specification Class\VBIS\ME - Mechanical\ME-ACU - Air Conditioning Unit |  | PANASONIC |  |  |  | RNS-000226 | [6 empty] | 2023-07-25 | 2 - Normal | 2 - Good | 2 - Medium |  | 2 - Normal | Statutory | Preventive | Medium |  |  | 8y0M
1943 | Royal North Shore Hospital | RN36 - Building 36 | Level 4 | RN36.04.029 | \Locations\Royal North Shore Hospital\RN36 - Building 36\Level 4 | \Geography\Oceania\Australia\New South Wales\Sydney Northern\Willoughby\St Leonards | \Organizations\101-NSW Health\8899-NSLHD | RNS-000227 | Smoke Detector | Smoke Detector - RN36.04.029 | \Classifications\Specification Class\Building Equipment\Fire Protection\Fire Alarm Systems\Smoke Detectors | Fire Detection, Fire Detectors, Smoke | FD-FD-Sm | \Classifications\Specification Class\VBIS\FD - Fire Detection\FD-FD - Fire Detectors\FD-FD-Sm - Smoke |  | UNKNOWN |  |  | 1756986 | RNS-000227 | [6 empty] | 2023-07-25 | 2 - Normal | 2 - Good | 2 - Medium |  | 2 - Normal | Statutory | Preventive | High |  |  | 16y0M
1944 | Royal North Shore Hospital | RN36 - Building 36 | Level 4 | RN36.04.029 | \Locations\Royal North Shore Hospital\RN36 - Building 36\Level 4 | \Geography\Oceania\Australia\New South Wales\Sydney Northern\Willoughby\St Leonards | \Organizations\101-NSW Health\8899-NSLHD | RNS-000222 | Smoke Detector | Smoke Detector - RN36.04.029 | \Classifications\Specification Class\Building Equipment\Fire Protection\Fire Alarm Systems\Smoke Detectors | Fire Detection, Fire Detectors, Smoke | FD-FD-Sm | \Classifications\Specification Class\VBIS\FD - Fire Detection\FD-FD - Fire Detectors\FD-FD-Sm - Smoke |  | UNKNOWN |  |  | 1756984 | RNS-000222 | [6 empty] | 2023-07-25 | 2 - Normal | 2 - Good | 2 - Medium |  | 2 - Normal | Statutory | Preventive | High |  |  | 16y0M
1945 | Royal North Shore Hospital | RN36 - Building 36 | Level 4 | RN36.04.029 | \Locations\Royal North Shore Hospital\RN36 - Building 36\Level 4 | \Geography\Oceania\Australia\New South Wales\Sydney Northern\Willoughby\St Leonards | \Organizations\101-NSW Health\8899-NSLHD | RNS-000223 | Air Conditioner - Split System Indoor Unit | Air Conditioner - Split System Indoor Unit - RN36.04.029 | \Classifications\Specification Class\Building Equipment\HVAC\Terminal & Package Units\Package Units\Split Systems | Mechanical, Air Conditioning Unit | ME-ACU | \Classifications\Specification Class\VBIS\ME - Mechanical\ME-ACU - Air Conditioning Unit |  | SAMSUNG |  |  |  | RNS-000223 | [6 empty] | 2023-07-25 | 2 - Normal | 2 - Good | 2 - Medium |  | 2 - Normal | Statutory | Preventive | Medium |  |  | 8y0M
1946 | Royal North Shore Hospital | RN36 - Building 36 | Level 1 | RN36.01.018 | \Locations\Royal North Shore Hospital\RN36 - Building 36\Level 1 | \Geography\Oceania\Australia\New South Wales\Sydney Northern\Willoughby\St Leonards | \Organizations\101-NSW Health\8899-NSLHD | RNS-000021 | Thermal Detector | Thermal Detector - RN36.01.018 | \Classifications\Specification Class\Building Equipment\Fire Protection\Fire Alarm Systems\Thermal Detectors | Fire Detection, Fire Detectors, Heat | FD-FD-He | \Classifications\Specification Class\VBIS\FD - Fire Detection\FD-FD - Fire Detectors\FD-FD-He - Heat |  | UNKNOWN |  |  |  | RNS-000021 | [6 empty] | 2023-07-25 | 2 - Normal | 2 - Good | 2 - Medium |  | 2 - Normal | Statutory | Preventive | High |  |  | 16y0M
1947 | Royal North Shore Hospital | RN36 - Building 36 | Level 1 | RN36.01.018 | \Locations\Royal North Shore Hospital\RN36 - Building 36\Level 1 | \Geography\Oceania\Australia\New South Wales\Sydney Northern\Willoughby\St Leonards | \Organizations\101-NSW Health\8899-NSLHD | RNS-000022 | Security Alarm - Head Unit | Security Alarm - Head Unit - RN36.01.018 | \Classifications\Specification Class\Security Equipment\Access systems | Security, Access Control, Controller, Door | SE-ACon-Con-Do | \Classifications\Specification Class\VBIS\SE - Security\SE-ACon - Access Control\SE-ACon-Con - Controller\SE-ACon-Con-Do - Door |  | SOLUTION | 880 |  |  | RNS-000022 | [6 empty] | 2023-07-25 | 2 - Normal | 3 - Fair | 2 - Medium |  | 2 - Normal | Non-Statutory | Preventive | Medium |  |  | 4y2M
1948 | Royal North Shore Hospital | RN36 - Building 36 | Level 1 | RN36.01.019 | \Locations\Royal North Shore Hospital\RN36 - Building 36\Level 1 | \Geography\Oceania\Australia\New South Wales\Sydney Northern\Willoughby\St Leonards | \Organizations\101-NSW Health\8899-NSLHD | RNS-000023 | Air Conditioner - Split System Indoor Unit | Air Conditioner - Split System Indoor Unit - RN36.01.019 | \Classifications\Specification Class\Building Equipment\HVAC\Terminal & Package Units\Package Units\Split Systems | Mechanical, Air Conditioning Unit | ME-ACU | \Classifications\Specification Class\VBIS\ME - Mechanical\ME-ACU - Air Conditioning Unit |  | DAIKIN | FTY25FV1A |  | 2905163 | RNS-000023 |  |  |  |  | 2005-07-01 |  | 2023-07-25 | 2 - Normal | 5 - Defective | 2 - Medium | Expected life could be extended based on the visual condition assessment. | 2 - Normal | Statutory | Preventive | Medium |  |  | 0y0M
1949 | Royal North Shore Hospital | RN36 - Building 36 | Level 1 | RN36.01.019 | \Locations\Royal North Shore Hospital\RN36 - Building 36\Level 1 | \Geography\Oceania\Australia\New South Wales\Sydney Northern\Willoughby\St Leonards | \Organizations\101-NSW Health\8899-NSLHD | RNS-000024 | Smoke Detector | Smoke Detector - RN36.01.019 | \Classifications\Specification Class\Building Equipment\Fire Protection\Fire Alarm Systems\Smoke Detectors | Fire Detection, Fire Detectors, Smoke | FD-FD-Sm | \Classifications\Specification Class\VBIS\FD - Fire Detection\FD-FD - Fire Detectors\FD-FD-Sm - Smoke |  | UNKNOWN |  |  |  | RNS-000024 | [6 empty] | 2023-07-25 | 2 - Normal | 2 - Good | 2 - Medium |  | 2 - Normal | Statutory | Preventive | High |  |  | 16y0M
1950 | Royal North Shore Hospital | RN36 - Building 36 | Level 1 | RN36.01.019 | \Locations\Royal North Shore Hospital\RN36 - Building 36\Level 1 | \Geography\Oceania\Australia\New South Wales\Sydney Northern\Willoughby\St Leonards | \Organizations\101-NSW Health\8899-NSLHD | RNS-000025 | Smoke Detector | Smoke Detector - RN36.01.019 | \Classifications\Specification Class\Building Equipment\Fire Protection\Fire Alarm Systems\Smoke Detectors | Fire Detection, Fire Detectors, Smoke | FD-FD-Sm | \Classifications\Specification Class\VBIS\FD - Fire Detection\FD-FD - Fire Detectors\FD-FD-Sm - Smoke |  | UNKNOWN |  |  |  | RNS-000025 | [5 empty] | Laundry Room | 2023-07-25 | 2 - Normal | 2 - Good | 2 - Medium |  | 2 - Normal | Statutory | Preventive | High |  |  | 16y0M
1951 | Royal North Shore Hospital | RN36 - Building 36 | Level 1 | RN36.01.019 | \Locations\Royal North Shore Hospital\RN36 - Building 36\Level 1 | \Geography\Oceania\Australia\New South Wales\Sydney Northern\Willoughby\St Leonards | \Organizations\101-NSW Health\8899-NSLHD | RNS-000026 | Fire Hydrant - Internal Landing Valve | Fire Hydrant - Internal Landing Valve - RN36.01.019 | \Classifications\Specification Class\Building Equipment\Fire Protection\Hydrants | Fire Suppression, Fire Hydrant, Internal Landing Valve | FS-FH-ILV | \Classifications\Specification Class\VBIS\FS - Fire Suppression\FS-FH - Fire Hydrant\FS-FH-ILV - Internal Landing Valve |  | UNKNOWN |  |  |  | RNS-000026 | [5 empty] | Laundry Room | 2023-07-25 | 2 - Normal | 2 - Good | 2 - Medium |  | 2 - Normal | Statutory | Preventive | High |  |  | 20y0M
1952 | Royal North Shore Hospital | RN36 - Building 36 | Level 1 | RN36.01.029 | \Locations\Royal North Shore Hospital\RN36 - Building 36\Level 1 | \Geography\Oceania\Australia\New South Wales\Sydney Northern\Willoughby\St Leonards | \Organizations\101-NSW Health\8899-NSLHD | RNS-000027 | Emergency Exit Sign | Emergency Exit Sign - RN36.01.029 | \Classifications\Specification Class\Building Equipment\Electrical\Other Electrical Systems\Emergency Light & Power Systems\Emergency Evacuation Lighting | Electrical Lighting, Emergency Lighting, Testing | EL-EL-Te | \Classifications\Specification Class\VBIS\EL - Electrical Lighting\EL-EL - Emergency Lighting\EL-EL-Te - Testing |  | LEGRAND | 24m |  |  | RNS-000027 | [6 empty] | 2023-07-25 | 2 - Normal | 1 - Excellent | 2 - Medium |  | 2 - Normal | Statutory | Preventive | High |  |  | 23y9M
1953 | Royal North Shore Hospital | RN36 - Building 36 | Level 1 | RN36.01.022 | \Locations\Royal North Shore Hospital\RN36 - Building 36\Level 1 | \Geography\Oceania\Australia\New South Wales\Sydney Northern\Willoughby\St Leonards | \Organizations\101-NSW Health\8899-NSLHD | RNS-000028 | Fire Door - Single Leaf | Fire Door - Single Leaf - RN36.01.022 | \Classifications\Specification Class\Building Equipment\Fire Protection\Fire Protection Specialities\Fire Doors | Structure, Doors Fire Rated | ST-DFR | \Classifications\Specification Class\VBIS\ST - Structure\ST-DFR - Doors Fire Rated |  | WORMALD | FRL -/120/30 |  | 649 | RNS-000028 | [6 empty] | 2023-07-25 | 2 - Normal | 3 - Fair | 2 - Medium |  | 2 - Normal | Statutory | Preventive | High |  |  | 15y0M | [9 empty] | 36-12
1954 | Royal North Shore Hospital | RN36 - Building 36 | Level 1 | RN36.01.021 | \Locations\Royal North Shore Hospital\RN36 - Building 36\Level 1 | \Geography\Oceania\Australia\New South Wales\Sydney Northern\Willoughby\St Leonards | \Organizations\101-NSW Health\8899-NSLHD | RNS-000030 | Smoke Detector | Smoke Detector - RN36.01.021 | \Classifications\Specification Class\Building Equipment\Fire Protection\Fire Alarm Systems\Smoke Detectors | Fire Detection, Fire Detectors, Smoke | FD-FD-Sm | \Classifications\Specification Class\VBIS\FD - Fire Detection\FD-FD - Fire Detectors\FD-FD-Sm - Smoke |  | UNKNOWN |  |  |  | RNS-000030 | [6 empty] | 2023-07-25 | 2 - Normal | 2 - Good | 2 - Medium |  | 2 - Normal | Statutory | Preventive | High |  |  | 16y0M
1955 | Royal North Shore Hospital | RN36 - Building 36 | Level 1 | RN36.01.021 | \Locations\Royal North Shore Hospital\RN36 - Building 36\Level 1 | \Geography\Oceania\Australia\New South Wales\Sydney Northern\Willoughby\St Leonards | \Organizations\101-NSW Health\8899-NSLHD | RNS-000029 | Emergency Exit Sign | Emergency Exit Sign - RN36.01.021 | \Classifications\Specification Class\Building Equipment\Electrical\Other Electrical Systems\Emergency Light & Power Systems\Emergency Evacuation Lighting | Electrical Lighting, Emergency Lighting, Testing | EL-EL-Te | \Classifications\Specification Class\VBIS\EL - Electrical Lighting\EL-EL - Emergency Lighting\EL-EL-Te - Testing |  | CLEVERTRONICS | 24m |  |  | RNS-000029 | [6 empty] | 2023-07-25 | 2 - Normal | 2 - Good | 2 - Medium |  | 2 - Normal | Statutory | Preventive | High |  |  | 20y0M
1956 | Royal North Shore Hospital | RN36 - Building 36 | Level 1 | RN36.01.021 | \Locations\Royal North Shore Hospital\RN36 - Building 36\Level 1 | \Geography\Oceania\Australia\New South Wales\Sydney Northern\Willoughby\St Leonards | \Organizations\101-NSW Health\8899-NSLHD | RNS-000031 | Thermal Detector | Thermal Detector - RN36.01.021 | \Classifications\Specification Class\Building Equipment\Fire Protection\Fire Alarm Systems\Thermal Detectors | Fire Detection, Fire Detectors, Heat | FD-FD-He | \Classifications\Specification Class\VBIS\FD - Fire Detection\FD-FD - Fire Detectors\FD-FD-He - Heat |  | UNKNOWN |  |  |  | RNS-000031 | [5 empty] | Storage Room | 2023-07-25 | 2 - Normal | 2 - Good | 2 - Medium |  | 2 - Normal | Statutory | Preventive | High |  |  | 16y0M
1957 | Royal North Shore Hospital | RN36 - Building 36 | Level 1 | RN36.01.022 | \Locations\Royal North Shore Hospital\RN36 - Building 36\Level 1 | \Geography\Oceania\Australia\New South Wales\Sydney Northern\Willoughby\St Leonards | \Organizations\101-NSW Health\8899-NSLHD | RNS-000032 | Emergency Exit Sign | Emergency Exit Sign - RN36.01.022 | \Classifications\Specification Class\Building Equipment\Electrical\Other Electrical Systems\Emergency Light & Power Systems\Emergency Evacuation Lighting | Electrical Lighting, Emergency Lighting, Testing | EL-EL-Te | \Classifications\Specification Class\VBIS\EL - Electrical Lighting\EL-EL - Emergency Lighting\EL-EL-Te - Testing |  | EKTOR | 24m |  |  | RNS-000032 | [6 empty] | 2023-07-25 | 2 - Normal | 2 - Good | 2 - Medium |  | 2 - Normal | Statutory | Preventive | High |  |  | 20y0M
1958 | Royal North Shore Hospital | RN36 - Building 36 | Level 1 | RN36.01.022 | \Locations\Royal North Shore Hospital\RN36 - Building 36\Level 1 | \Geography\Oceania\Australia\New South Wales\Sydney Northern\Willoughby\St Leonards | \Organizations\101-NSW Health\8899-NSLHD | RNS-000033 | Fire Door - Double Leaf | Fire Door - Double Leaf - RN36.01.022 | \Classifications\Specification Class\Building Equipment\Fire Protection\Fire Protection Specialities\Fire Doors | Structure, Doors Fire Rated | ST-DFR | \Classifications\Specification Class\VBIS\ST - Structure\ST-DFR - Doors Fire Rated |  | ARA FIRE | FRL -/120/30 |  | 151 | RNS-000033 |  |  |  |  | 2020-01-01 |  | 2023-07-25 | 2 - Normal | 2 - Good | 2 - Medium |  | 2 - Normal | Statutory | Preventive | High |  |  | 21y4M
1959 | Royal North Shore Hospital | RN36 - Building 36 | Level 1 | RN36.01.024 | \Locations\Royal North Shore Hospital\RN36 - Building 36\Level 1 | \Geography\Oceania\Australia\New South Wales\Sydney Northern\Willoughby\St Leonards | \Organizations\101-NSW Health\8899-NSLHD | RNS-000034 | Smoke Detector | Smoke Detector - RN36.01.024 | \Classifications\Specification Class\Building Equipment\Fire Protection\Fire Alarm Systems\Smoke Detectors | Fire Detection, Fire Detectors, Smoke | FD-FD-Sm | \Classifications\Specification Class\VBIS\FD - Fire Detection\FD-FD - Fire Detectors\FD-FD-Sm - Smoke |  | UNKNOWN |  |  |  | RNS-000034 | [6 empty] | 2023-07-25 | 2 - Normal | 2 - Good | 2 - Medium |  | 2 - Normal | Statutory | Preventive | High |  |  | 16y0M
1960 | Royal North Shore Hospital | RN36 - Building 36 | Level 1 | RN36.01.024 | \Locations\Royal North Shore Hospital\RN36 - Building 36\Level 1 | \Geography\Oceania\Australia\New South Wales\Sydney Northern\Willoughby\St Leonards | \Organizations\101-NSW Health\8899-NSLHD | RNS-000035 | Smoke Detector | Smoke Detector - RN36.01.024 | \Classifications\Specification Class\Building Equipment\Fire Protection\Fire Alarm Systems\Smoke Detectors | Fire Detection, Fire Detectors, Smoke | FD-FD-Sm | \Classifications\Specification Class\VBIS\FD - Fire Detection\FD-FD - Fire Detectors\FD-FD-Sm - Smoke |  | UNKNOWN |  |  |  | RNS-000035 | [6 empty] | 2023-07-25 | 2 - Normal | 2 - Good | 2 - Medium |  | 2 - Normal | Statutory | Preventive | High |  |  | 16y0M
1961 | Royal North Shore Hospital | RN36 - Building 36 | Level 1 | RN36.01.014 | \Locations\Royal North Shore Hospital\RN36 - Building 36\Level 1 | \Geography\Oceania\Australia\New South Wales\Sydney Northern\Willoughby\St Leonards | \Organizations\101-NSW Health\8899-NSLHD | RNS-000036 | Emergency Exit Sign | Emergency Exit Sign - RN36.01.014 | \Classifications\Specification Class\Building Equipment\Electrical\Other Electrical Systems\Emergency Light & Power Systems\Emergency Evacuation Lighting | Electrical Lighting, Emergency Lighting, Testing | EL-EL-Te | \Classifications\Specification Class\VBIS\EL - Electrical Lighting\EL-EL - Emergency Lighting\EL-EL-Te - Testing |  | BARDIC | 24m |  |  | RNS-000036 | [5 empty] | External Ramp | 2023-07-25 | 2 - Normal | 4 - Poor | 2 - Medium | Cracked casing at the bottom | 2 - Normal | Statutory | Preventive | High |  |  | 5y0M
1962 | Royal North Shore Hospital | RN36 - Building 36 | Level 1 | RN36.01.014 | \Locations\Royal North Shore Hospital\RN36 - Building 36\Level 1 | \Geography\Oceania\Australia\New South Wales\Sydney Northern\Willoughby\St Leonards | \Organizations\101-NSW Health\8899-NSLHD | RNS-000038 | Fire Extinguisher - CO2 | Fire Extinguisher - CO2 - RN36.01.014 | \Classifications\Specification Class\Building Equipment\Fire Protection\Fire Protection Specialities\Fire Extinguishers\CO2 | Fire Suppression, Portable Fire Extinguisher, Carbon Dioxide | FS-PFE-CD | \Classifications\Specification Class\VBIS\FS - Fire Suppression\FS-PFE - Portable Fire Extinguisher\FS-PFE-CD - Carbon Dioxide |  | UNKNOWN | 3.5kg |  |  | RNS-000038 | [5 empty] | External Ramp | 2023-07-25 | 2 - Normal | 5 - Defective | 2 - Medium | Unit is not at the location | 2 - Normal | Statutory | Preventive | High |  |  | 0y0M
1963 | Royal North Shore Hospital | RN36 - Building 36 | Level 1 | RN36.01.014 | \Locations\Royal North Shore Hospital\RN36 - Building 36\Level 1 | \Geography\Oceania\Australia\New South Wales\Sydney Northern\Willoughby\St Leonards | \Organizations\101-NSW Health\8899-NSLHD | RNS-000037 | Distribution Board - DB-37.1.2 | Distribution Board - DB-37.1.2 - RN36.01.014 | \Classifications\Specification Class\Building Equipment\Electrical\Electrical Service & Distribution\Distribution Boards | Electrical Power, Switchboard, Main Switch Board | EP-SB-MSB | \Classifications\Specification Class\VBIS\EP - Electrical Power\EP-SB - Switchboard\EP-SB-MSB - Main Switch Board |  | UNKNOWN |  |  |  | RNS-000037 | [5 empty] | External Ramp | 2023-07-25 | 2 - Normal | 5 - Defective | 3 - High | Unit appears redundant | 2 - Normal | Statutory | Preventive | High |  |  | 0y0M
1964 | Royal North Shore Hospital | RN36 - Building 36 | Level 1 | RN36.01.014 | \Locations\Royal North Shore Hospital\RN36 - Building 36\Level 1 | \Geography\Oceania\Australia\New South Wales\Sydney Northern\Willoughby\St Leonards | \Organizations\101-NSW Health\8899-NSLHD | RNS-000039 | Fire Door - Double Leaf | Fire Door - Double Leaf - RN36.01.014 | \Classifications\Specification Class\Building Equipment\Fire Protection\Fire Protection Specialities\Fire Doors | Structure, Doors Fire Rated | ST-DFR | \Classifications\Specification Class\VBIS\ST - Structure\ST-DFR - Doors Fire Rated |  | R.E. SPENCE & CO | FRL -/120/30 |  | 20429 | RNS-000039 |  |  |  |  | 2002-01-01 | External Ramp | 2023-07-25 | 2 - Normal | 3 - Fair | 2 - Medium |  | 2 - Normal | Statutory | Preventive | High |  |  | 3y4M | [9 empty] | 36-15
1965 | Royal North Shore Hospital | RN36 - Building 36 | Level 2 | RN36.02.017 | \Locations\Royal North Shore Hospital\RN36 - Building 36\Level 2 | \Geography\Oceania\Australia\New South Wales\Sydney Northern\Willoughby\St Leonards | \Organizations\101-NSW Health\8899-NSLHD | RNS-000040 | Air Conditioner - Split System Indoor Unit | Air Conditioner - Split System Indoor Unit - RN36.02.017 | \Classifications\Specification Class\Building Equipment\HVAC\Terminal & Package Units\Package Units\Split Systems | Mechanical, Air Conditioning Unit | ME-ACU | \Classifications\Specification Class\VBIS\ME - Mechanical\ME-ACU - Air Conditioning Unit |  | HITACHI | RAS-35YHA4 |  | 3735 | RNS-000040 | [6 empty] | 2023-07-25 | 2 - Normal | 2 - Good | 2 - Medium |  | 2 - Normal | Statutory | Preventive | Medium |  |  | 8y0M
1966 | Royal North Shore Hospital | RN36 - Building 36 | Level 2 | RN36.02.017 | \Locations\Royal North Shore Hospital\RN36 - Building 36\Level 2 | \Geography\Oceania\Australia\New South Wales\Sydney Northern\Willoughby\St Leonards | \Organizations\101-NSW Health\8899-NSLHD | RNS-000056 | Air Conditioner - Split System Indoor Unit | Air Conditioner - Split System Indoor Unit - RN36.02.017 | \Classifications\Specification Class\Building Equipment\HVAC\Terminal & Package Units\Package Units\Split Systems | Mechanical, Air Conditioning Unit | ME-ACU | \Classifications\Specification Class\VBIS\ME - Mechanical\ME-ACU - Air Conditioning Unit |  | HITACHI | RAS-35YHA4 |  | 3754 | RNS-000056 | [6 empty] | 2023-07-25 | 2 - Normal | 2 - Good | 2 - Medium |  | 2 - Normal | Statutory | Preventive | Medium |  |  | 8y0M
1967 | Royal North Shore Hospital | RN36 - Building 36 | Level 2 | RN36.02.016 | \Locations\Royal North Shore Hospital\RN36 - Building 36\Level 2 | \Geography\Oceania\Australia\New South Wales\Sydney Northern\Willoughby\St Leonards | \Organizations\101-NSW Health\8899-NSLHD | RNS-000057 | Air Conditioner - Split System Indoor Unit | Air Conditioner - Split System Indoor Unit - RN36.02.016 | \Classifications\Specification Class\Building Equipment\HVAC\Terminal & Package Units\Package Units\Split Systems | Mechanical, Air Conditioning Unit | ME-ACU | \Classifications\Specification Class\VBIS\ME - Mechanical\ME-ACU - Air Conditioning Unit |  | DAIKIN |  |  |  | RNS-000057 | [6 empty] | 2023-07-25 | 2 - Normal | 2 - Good | 2 - Medium |  | 2 - Normal | Statutory | Preventive | Medium |  |  | 8y0M
1968 | Royal North Shore Hospital | RN36 - Building 36 | Level 2 | RN36.02.017 | \Locations\Royal North Shore Hospital\RN36 - Building 36\Level 2 | \Geography\Oceania\Australia\New South Wales\Sydney Northern\Willoughby\St Leonards | \Organizations\101-NSW Health\8899-NSLHD | RNS-000058 | Air Conditioner - Split System Indoor Unit | Air Conditioner - Split System Indoor Unit - RN36.02.017 | \Classifications\Specification Class\Building Equipment\HVAC\Terminal & Package Units\Package Units\Split Systems | Mechanical, Air Conditioning Unit | ME-ACU | \Classifications\Specification Class\VBIS\ME - Mechanical\ME-ACU - Air Conditioning Unit |  | HITACHI | RAS-35YH4 |  | 3755 | RNS-000058 | [6 empty] | 2023-07-25 | 2 - Normal | 2 - Good | 2 - Medium |  | 2 - Normal | Statutory | Preventive | Medium |  |  | 8y0M
1969 | Royal North Shore Hospital | RN36 - Building 36 | Level 2 | RN36.02.018 | \Locations\Royal North Shore Hospital\RN36 - Building 36\Level 2 | \Geography\Oceania\Australia\New South Wales\Sydney Northern\Willoughby\St Leonards | \Organizations\101-NSW Health\8899-NSLHD | RNS-000059 | Air Conditioner - Split System Indoor Unit | Air Conditioner - Split System Indoor Unit - RN36.02.018 | \Classifications\Specification Class\Building Equipment\HVAC\Terminal & Package Units\Package Units\Split Systems | Mechanical, Air Conditioning Unit | ME-ACU | \Classifications\Specification Class\VBIS\ME - Mechanical\ME-ACU - Air Conditioning Unit |  | DAIKIN | FTY25FV1A |  | 2904394 | RNS-000059 | [6 empty] | 2023-07-25 | 2 - Normal | 4 - Poor | 2 - Medium | Unit is aged, at end of lifecycle | 2 - Normal | Statutory | Preventive | Medium |  |  | 2y0M
1970 | Royal North Shore Hospital | RN36 - Building 36 | Level 2 | RN36.02.016 | \Locations\Royal North Shore Hospital\RN36 - Building 36\Level 2 | \Geography\Oceania\Australia\New South Wales\Sydney Northern\Willoughby\St Leonards | \Organizations\101-NSW Health\8899-NSLHD | RNS-000060 | Smoke Detector | Smoke Detector - RN36.02.016 | \Classifications\Specification Class\Building Equipment\Fire Protection\Fire Alarm Systems\Smoke Detectors | Fire Detection, Fire Detectors, Smoke | FD-FD-Sm | \Classifications\Specification Class\VBIS\FD - Fire Detection\FD-FD - Fire Detectors\FD-FD-Sm - Smoke |  | UNKNOWN |  |  |  | RNS-000060 | [6 empty] | 2023-07-25 | 2 - Normal | 2 - Good | 2 - Medium |  | 2 - Normal | Statutory | Preventive | High |  |  | 16y0M
1971 | Royal North Shore Hospital | RN36 - Building 36 | Level 2 | RN36.02.018 | \Locations\Royal North Shore Hospital\RN36 - Building 36\Level 2 | \Geography\Oceania\Australia\New South Wales\Sydney Northern\Willoughby\St Leonards | \Organizations\101-NSW Health\8899-NSLHD | RNS-000061 | Smoke Detector | Smoke Detector - RN36.02.018 | \Classifications\Specification Class\Building Equipment\Fire Protection\Fire Alarm Systems\Smoke Detectors | Fire Detection, Fire Detectors, Smoke | FD-FD-Sm | \Classifications\Specification Class\VBIS\FD - Fire Detection\FD-FD - Fire Detectors\FD-FD-Sm - Smoke |  | UNKNOWN |  |  |  | RNS-000061 | [6 empty] | 2023-07-25 | 2 - Normal | 2 - Good | 2 - Medium |  | 2 - Normal | Statutory | Preventive | High |  |  | 16y0M
1972 | Royal North Shore Hospital | RN36 - Building 36 | Level 2 | RN36.02.015 | \Locations\Royal North Shore Hospital\RN36 - Building 36\Level 2 | \Geography\Oceania\Australia\New South Wales\Sydney Northern\Willoughby\St Leonards | \Organizations\101-NSW Health\8899-NSLHD | RNS-000062 | Smoke Detector | Smoke Detector - RN36.02.015 | \Classifications\Specification Class\Building Equipment\Fire Protection\Fire Alarm Systems\Smoke Detectors | Fire Detection, Fire Detectors, Smoke | FD-FD-Sm | \Classifications\Specification Class\VBIS\FD - Fire Detection\FD-FD - Fire Detectors\FD-FD-Sm - Smoke |  | UNKNOWN |  |  |  | RNS-000062 | [6 empty] | 2023-07-25 | 2 - Normal | 2 - Good | 2 - Medium |  | 2 - Normal | Statutory | Preventive | High |  |  | 16y0M
1973 | Royal North Shore Hospital | RN36 - Building 36 | Level 2 | RN36.02.015 | \Locations\Royal North Shore Hospital\RN36 - Building 36\Level 2 | \Geography\Oceania\Australia\New South Wales\Sydney Northern\Willoughby\St Leonards | \Organizations\101-NSW Health\8899-NSLHD | RNS-000063 | Air Conditioner - Split System Indoor Unit | Air Conditioner - Split System Indoor Unit - RN36.02.015 | \Classifications\Specification Class\Building Equipment\HVAC\Terminal & Package Units\Package Units\Split Systems | Mechanical, Air Conditioning Unit | ME-ACU | \Classifications\Specification Class\VBIS\ME - Mechanical\ME-ACU - Air Conditioning Unit |  | DAIKIN | FTY25FV1A |  | 2902594 | RNS-000063 | [6 empty] | 2023-07-25 | 2 - Normal | 4 - Poor | 2 - Medium | Signs of aging | 2 - Normal | Statutory | Preventive | Medium |  |  | 2y0M
1974 | Royal North Shore Hospital | RN36 - Building 36 | Level 2 | RN36.02.025 | \Locations\Royal North Shore Hospital\RN36 - Building 36\Level 2 | \Geography\Oceania\Australia\New South Wales\Sydney Northern\Willoughby\St Leonards | \Organizations\101-NSW Health\8899-NSLHD | RNS-000064 | Fire Hydrant - Internal Landing Valve | Fire Hydrant - Internal Landing Valve - RN36.02.025 | \Classifications\Specification Class\Building Equipment\Fire Protection\Hydrants | Fire Suppression, Fire Hydrant, Internal Landing Valve | FS-FH-ILV | \Classifications\Specification Class\VBIS\FS - Fire Suppression\FS-FH - Fire Hydrant\FS-FH-ILV - Internal Landing Valve |  | UNKNOWN |  |  |  | RNS-000064 | [5 empty] | Front of WC | 2023-07-25 | 2 - Normal | 2 - Good | 2 - Medium |  | 2 - Normal | Statutory | Preventive | High |  |  | 20y0M
1975 | Royal North Shore Hospital | RN36 - Building 36 | Level 2 | RN36.02.006 | \Locations\Royal North Shore Hospital\RN36 - Building 36\Level 2 | \Geography\Oceania\Australia\New South Wales\Sydney Northern\Willoughby\St Leonards | \Organizations\101-NSW Health\8899-NSLHD | RNS-000065 | Fire Door - Single Leaf | Fire Door - Single Leaf - RN36.02.006 | \Classifications\Specification Class\Building Equipment\Fire Protection\Fire Protection Specialities\Fire Doors | Structure, Doors Fire Rated | ST-DFR | \Classifications\Specification Class\VBIS\ST - Structure\ST-DFR - Doors Fire Rated |  | WORMALD | FRL -/120/30 |  | 650 | RNS-000065 | [6 empty] | 2023-07-25 | 2 - Normal | 3 - Fair | 2 - Medium |  | 2 - Normal | Statutory | Preventive | High |  |  | 15y0M | [9 empty] | 36-6
1976 | Royal North Shore Hospital | RN36 - Building 36 | Level 2 | RN36.02.023 | \Locations\Royal North Shore Hospital\RN36 - Building 36\Level 2 | \Geography\Oceania\Australia\New South Wales\Sydney Northern\Willoughby\St Leonards | \Organizations\101-NSW Health\8899-NSLHD | RNS-000069 | Air Conditioner - Split System Indoor Unit | Air Conditioner - Split System Indoor Unit - RN36.02.023 | \Classifications\Specification Class\Building Equipment\HVAC\Terminal & Package Units\Package Units\Split Systems | Mechanical, Air Conditioning Unit | ME-ACU | \Classifications\Specification Class\VBIS\ME - Mechanical\ME-ACU - Air Conditioning Unit |  | DAIKIN | FTY25FV1A |  |  | RNS-000069 | [6 empty] | 2023-07-25 | 2 - Normal | 4 - Poor | 2 - Medium | Significant ageing | 2 - Normal | Statutory | Preventive | Medium |  |  | 2y0M
1977 | Royal North Shore Hospital | RN36 - Building 36 | Level 2 | RN36.02.022 | \Locations\Royal North Shore Hospital\RN36 - Building 36\Level 2 | \Geography\Oceania\Australia\New South Wales\Sydney Northern\Willoughby\St Leonards | \Organizations\101-NSW Health\8899-NSLHD | RNS-000070 | Smoke Detector | Smoke Detector - RN36.02.022 | \Classifications\Specification Class\Building Equipment\Fire Protection\Fire Alarm Systems\Smoke Detectors | Fire Detection, Fire Detectors, Smoke | FD-FD-Sm | \Classifications\Specification Class\VBIS\FD - Fire Detection\FD-FD - Fire Detectors\FD-FD-Sm - Smoke |  | UNKNOWN |  |  |  | RNS-000070 | [6 empty] | 2023-07-25 | 2 - Normal | 2 - Good | 2 - Medium |  | 2 - Normal | Statutory | Preventive | High |  |  | 16y0M
1978 | Royal North Shore Hospital | RN36 - Building 36 | Level 2 | RN36.02.011 | \Locations\Royal North Shore Hospital\RN36 - Building 36\Level 2\RN36.02.011 Liftwell | \Geography\Oceania\Australia\New South Wales\Sydney Northern\Willoughby\St Leonards | \Organizations\101-NSW Health\8899-NSLHD | RNS-000067 | Smoke Detector | Smoke Detector - RN36.02.011 | \Classifications\Specification Class\Building Equipment\Fire Protection\Fire Alarm Systems\Smoke Detectors | Fire Detection, Fire Detectors, Smoke | FD-FD-Sm | \Classifications\Specification Class\VBIS\FD - Fire Detection\FD-FD - Fire Detectors\FD-FD-Sm - Smoke |  | UNKNOWN |  |  |  | RNS-000067 | [6 empty] | 2023-07-25 | 2 - Normal | 2 - Good | 2 - Medium |  | 2 - Normal | Statutory | Preventive | High |  |  | 16y0M
1979 | Royal North Shore Hospital | RN36 - Building 36 | Level 2 | RN36.02.023 | \Locations\Royal North Shore Hospital\RN36 - Building 36\Level 2 | \Geography\Oceania\Australia\New South Wales\Sydney Northern\Willoughby\St Leonards | \Organizations\101-NSW Health\8899-NSLHD | RNS-000072 | Air Conditioner - Split System Indoor Unit | Air Conditioner - Split System Indoor Unit - RN36.02.023 | \Classifications\Specification Class\Building Equipment\HVAC\Terminal & Package Units\Package Units\Split Systems | Mechanical, Air Conditioning Unit | ME-ACU | \Classifications\Specification Class\VBIS\ME - Mechanical\ME-ACU - Air Conditioning Unit |  | DAIKIN | FTYN25GV1A |  | E000999 | RNS-000072 | [6 empty] | 2023-07-25 | 2 - Normal | 2 - Good | 2 - Medium |  | 2 - Normal | Statutory | Preventive | Medium |  |  | 8y0M
1980 | Royal North Shore Hospital | RN36 - Building 36 | Level 2 | RN36.02.023 | \Locations\Royal North Shore Hospital\RN36 - Building 36\Level 2 | \Geography\Oceania\Australia\New South Wales\Sydney Northern\Willoughby\St Leonards | \Organizations\101-NSW Health\8899-NSLHD | RNS-000071 | Smoke Detector | Smoke Detector - RN36.02.023 | \Classifications\Specification Class\Building Equipment\Fire Protection\Fire Alarm Systems\Smoke Detectors | Fire Detection, Fire Detectors, Smoke | FD-FD-Sm | \Classifications\Specification Class\VBIS\FD - Fire Detection\FD-FD - Fire Detectors\FD-FD-Sm - Smoke |  | UNKNOWN |  |  |  | RNS-000071 | [6 empty] | 2023-07-25 | 2 - Normal | 2 - Good | 2 - Medium |  | 2 - Normal | Statutory | Preventive | High |  |  | 16y0M
1981 | Royal North Shore Hospital | RN36 - Building 36 | Level 2 | RN36.02.023 | \Locations\Royal North Shore Hospital\RN36 - Building 36\Level 2 | \Geography\Oceania\Australia\New South Wales\Sydney Northern\Willoughby\St Leonards | \Organizations\101-NSW Health\8899-NSLHD | RNS-000073 | Chilled Water/Hot Water Taps | Chilled Water/Hot Water Taps - RN36.02.023 | \Classifications\Specification Class\Food Service Equipment\Chilled Water/Hot Water Taps | Hydraulics, Potable Water Units, Water Filter Unit | HY-PWU-WFU | \Classifications\Specification Class\VBIS\HY - Hydraulics\HY-PWU - Potable Water Units\HY-PWU-WFU - Water Filter Unit |  | ZIP | BC 100/75 | HydroTap G4 |  | RNS-000073 |  |  |  |  | 2016-07-01 |  | 2023-07-25 | 2 - Normal | 2 - Good | 1 - Low | Expected life could be extended based on the visual condition assessment. | 2 - Normal | Statutory | Preventive | Medium |  |  | 2y10M
1982 | Royal North Shore Hospital | RN36 - Building 36 | Level 2 | RN36.02.012 | \Locations\Royal North Shore Hospital\RN36 - Building 36\Level 2 | \Geography\Oceania\Australia\New South Wales\Sydney Northern\Willoughby\St Leonards | \Organizations\101-NSW Health\8899-NSLHD | RNS-000074 | Thermostatic Mixing Valve | Thermostatic Mixing Valve - RN36.02.012 | \Classifications\Specification Class\Building Equipment\Plumbing\Thermostatic Mixing Valves | Hydraulics, Valves, Thermostatic Mixing Valves | HY-Va-TMV | \Classifications\Specification Class\VBIS\HY - Hydraulics\HY-Va - Valves\HY-Va-TMV - Thermostatic Mixing Valves |  | UNKNOWN |  |  |  | RNS-000074 | [6 empty] | 2023-07-25 | 2 - Normal | 2 - Good | 3 - High |  | 2 - Normal | Statutory | Preventive | High |  |  | 8y0M
1983 | Royal North Shore Hospital | RN36 - Building 36 | Level 2 | RN36.02.002 | \Locations\Royal North Shore Hospital\RN36 - Building 36\Level 2\RN36.02.002 Stairs | \Geography\Oceania\Australia\New South Wales\Sydney Northern\Willoughby\St Leonards | \Organizations\101-NSW Health\8899-NSLHD | RNS-000075 | Smoke Detector | Smoke Detector - RN36.02.002 | \Classifications\Specification Class\Building Equipment\Fire Protection\Fire Alarm Systems\Smoke Detectors | Fire Detection, Fire Detectors, Smoke | FD-FD-Sm | \Classifications\Specification Class\VBIS\FD - Fire Detection\FD-FD - Fire Detectors\FD-FD-Sm - Smoke |  | UNKNOWN |  |  |  | RNS-000075 | [5 empty] | Office | 2023-07-25 | 2 - Normal | 2 - Good | 2 - Medium |  | 2 - Normal | Statutory | Preventive | High |  |  | 16y0M
1984 | Royal North Shore Hospital | RN36 - Building 36 | Level 2 | RN36.02.002 | \Locations\Royal North Shore Hospital\RN36 - Building 36\Level 2\RN36.02.002 Stairs | \Geography\Oceania\Australia\New South Wales\Sydney Northern\Willoughby\St Leonards | \Organizations\101-NSW Health\8899-NSLHD | RNS-000121 | Air Conditioner - RAC | Air Conditioner - RAC - RN36.02.002 | \Classifications\Specification Class\Building Equipment\HVAC\Terminal & Package Units\Package Units\Room Air Conditioner | Mechanical, Air Conditioning Unit | ME-ACU | \Classifications\Specification Class\VBIS\ME - Mechanical\ME-ACU - Air Conditioning Unit |  | EMAIL AIR |  |  |  | RNS-000121 | [5 empty] | Office | 2023-07-25 | 2 - Normal | 3 - Fair | 2 - Medium |  | 2 - Normal | Non-Statutory | Preventive | Medium |  |  | 6y0M
1985 | Royal North Shore Hospital | RN36 - Building 36 | Level 3 | RN36.03.017 | \Locations\Royal North Shore Hospital\RN36 - Building 36\Level 3 | \Geography\Oceania\Australia\New South Wales\Sydney Northern\Willoughby\St Leonards | \Organizations\101-NSW Health\8899-NSLHD | RNS-000123 | Smoke Detector | Smoke Detector - RN36.03.017 | \Classifications\Specification Class\Building Equipment\Fire Protection\Fire Alarm Systems\Smoke Detectors | Fire Detection, Fire Detectors, Smoke | FD-FD-Sm | \Classifications\Specification Class\VBIS\FD - Fire Detection\FD-FD - Fire Detectors\FD-FD-Sm - Smoke |  | UNKNOWN |  |  |  | RNS-000123 | [6 empty] | 2023-07-25 | 2 - Normal | 2 - Good | 2 - Medium |  | 2 - Normal | Statutory | Preventive | High |  |  | 16y0M
1986 | Royal North Shore Hospital | RN36 - Building 36 | Level 3 | RN36.03.017 | \Locations\Royal North Shore Hospital\RN36 - Building 36\Level 3 | \Geography\Oceania\Australia\New South Wales\Sydney Northern\Willoughby\St Leonards | \Organizations\101-NSW Health\8899-NSLHD | RNS-000122 | Smoke Detector | Smoke Detector - RN36.03.017 | \Classifications\Specification Class\Building Equipment\Fire Protection\Fire Alarm Systems\Smoke Detectors | Fire Detection, Fire Detectors, Smoke | FD-FD-Sm | \Classifications\Specification Class\VBIS\FD - Fire Detection\FD-FD - Fire Detectors\FD-FD-Sm - Smoke |  | UNKNOWN |  |  |  | RNS-000122 | [6 empty] | 2023-07-25 | 2 - Normal | 2 - Good | 2 - Medium |  | 2 - Normal | Statutory | Preventive | High |  |  | 16y0M
1987 | Royal North Shore Hospital | RN36 - Building 36 | Level 3 | RN36.03.037 | \Locations\Royal North Shore Hospital\RN36 - Building 36\Level 3 | \Geography\Oceania\Australia\New South Wales\Sydney Northern\Willoughby\St Leonards | \Organizations\101-NSW Health\8899-NSLHD | RNS-000124 | Fire Blanket | Fire Blanket - RN36.03.037 | \Classifications\Specification Class\Building Equipment\Fire Protection\Other Fire Protection Systems\Fire Blankets | Fire Suppression, Fire Blanket | FS-FB | \Classifications\Specification Class\VBIS\FS - Fire Suppression\FS-FB - Fire Blanket |  | QUELL | 1.2m X 1.8m |  |  | RNS-000124 | [5 empty] | Lobby (102 & 103) | 2023-07-25 | 2 - Normal | 2 - Good | 2 - Medium |  | 2 - Normal | Statutory | Preventive | High |  |  | 8y0M
1988 | Royal North Shore Hospital | RN36 - Building 36 | Level 3 | RN36.03.037 | \Locations\Royal North Shore Hospital\RN36 - Building 36\Level 3 | \Geography\Oceania\Australia\New South Wales\Sydney Northern\Willoughby\St Leonards | \Organizations\101-NSW Health\8899-NSLHD | RNS-000135 | Radiator | Radiator - RN36.03.037 | \Classifications\Specification Class\Building Equipment\HVAC\Heat Generating Systems\Auxilary Heat Generating Equipment | Furniture, Fittings & Equipment, Heater | FFE-He | \Classifications\Specification Class\VBIS\FFE - Furniture, Fittings & Equipment\FFE-He - Heater |  | UNKNOWN |  |  |  | RNS-000135 | [6 empty] | 2023-07-25 | 2 - Normal | 3 - Fair | 2 - Medium |  | 2 - Normal | Non-Statutory | Run To Failure | Medium |  |  | 12y0M
1989 | Royal North Shore Hospital | RN36 - Building 36 | Level 2 | RN36.02.006 | \Locations\Royal North Shore Hospital\RN36 - Building 36\Level 2 | \Geography\Oceania\Australia\New South Wales\Sydney Northern\Willoughby\St Leonards | \Organizations\101-NSW Health\8899-NSLHD | RNS-000066 | Smoke Detector | Smoke Detector - RN36.02.006 | \Classifications\Specification Class\Building Equipment\Fire Protection\Fire Alarm Systems\Smoke Detectors | Fire Detection, Fire Detectors, Smoke | FD-FD-Sm | \Classifications\Specification Class\VBIS\FD - Fire Detection\FD-FD - Fire Detectors\FD-FD-Sm - Smoke |  | UNKNOWN |  |  |  | RNS-000066 | [6 empty] | 2023-07-25 | 2 - Normal | 2 - Good | 2 - Medium |  | 2 - Normal | Statutory | Preventive | High |  |  | 16y0M
1990 | Royal North Shore Hospital | RN36 - Building 36 | Level 3 | RN36.03.010 | \Locations\Royal North Shore Hospital\RN36 - Building 36\Level 3 | \Geography\Oceania\Australia\New South Wales\Sydney Northern\Willoughby\St Leonards | \Organizations\101-NSW Health\8899-NSLHD | RNS-000156 | Smoke Detector | Smoke Detector - RN36.03.010 | \Classifications\Specification Class\Building Equipment\Fire Protection\Fire Alarm Systems\Smoke Detectors | Fire Detection, Fire Detectors, Smoke | FD-FD-Sm | \Classifications\Specification Class\VBIS\FD - Fire Detection\FD-FD - Fire Detectors\FD-FD-Sm - Smoke |  | UNKNOWN |  |  |  | RNS-000156 | [6 empty] | 2023-07-25 | 2 - Normal | 2 - Good | 2 - Medium |  | 2 - Normal | Statutory | Preventive | High |  |  | 16y0M
1991 | Royal North Shore Hospital | RN36 - Building 36 | Level 3 | RN36.03.011 | \Locations\Royal North Shore Hospital\RN36 - Building 36\Level 3\RN36.03.011 Liftwell | \Geography\Oceania\Australia\New South Wales\Sydney Northern\Willoughby\St Leonards | \Organizations\101-NSW Health\8899-NSLHD | RNS-000134 | Smoke Detector | Smoke Detector - RN36.03.011 | \Classifications\Specification Class\Building Equipment\Fire Protection\Fire Alarm Systems\Smoke Detectors | Fire Detection, Fire Detectors, Smoke | FD-FD-Sm | \Classifications\Specification Class\VBIS\FD - Fire Detection\FD-FD - Fire Detectors\FD-FD-Sm - Smoke |  | UNKNOWN |  |  |  | RNS-000134 | [6 empty] | 2023-07-25 | 2 - Normal | 2 - Good | 2 - Medium |  | 2 - Normal | Statutory | Preventive | High |  |  | 16y0M
1992 | Royal North Shore Hospital | RN36 - Building 36 | Level 3 | RN36.03.037 | \Locations\Royal North Shore Hospital\RN36 - Building 36\Level 3 | \Geography\Oceania\Australia\New South Wales\Sydney Northern\Willoughby\St Leonards | \Organizations\101-NSW Health\8899-NSLHD | RNS-000125 | Emergency Light | Emergency Light - RN36.03.037 | \Classifications\Specification Class\Building Equipment\Electrical\Other Electrical Systems\Emergency Light & Power Systems\Emergency Evacuation Lighting | Electrical Lighting, Emergency Lighting, Testing | EL-EL-Te | \Classifications\Specification Class\VBIS\EL - Electrical Lighting\EL-EL - Emergency Lighting\EL-EL-Te - Testing |  | UNKNOWN |  |  |  | RNS-000125 | [6 empty] | 2023-07-25 | 2 - Normal | 2 - Good | 2 - Medium |  | 2 - Normal | Statutory | Preventive | High |  |  | 20y0M
1993 | Royal North Shore Hospital | RN36 - Building 36 | Level 3 | RN36.03.015 | \Locations\Royal North Shore Hospital\RN36 - Building 36\Level 3 | \Geography\Oceania\Australia\New South Wales\Sydney Northern\Willoughby\St Leonards | \Organizations\101-NSW Health\8899-NSLHD | RNS-000159 | Smoke Detector | Smoke Detector - RN36.03.015 | \Classifications\Specification Class\Building Equipment\Fire Protection\Fire Alarm Systems\Smoke Detectors | Fire Detection, Fire Detectors, Smoke | FD-FD-Sm | \Classifications\Specification Class\VBIS\FD - Fire Detection\FD-FD - Fire Detectors\FD-FD-Sm - Smoke |  | UNKNOWN |  |  |  | RNS-000159 | [6 empty] | 2023-07-25 | 2 - Normal | 2 - Good | 2 - Medium |  | 2 - Normal | Statutory | Preventive | High |  |  | 16y0M
1994 | Royal North Shore Hospital | RN36 - Building 36 | Level 3 | RN36.03.014 | \Locations\Royal North Shore Hospital\RN36 - Building 36\Level 3 | \Geography\Oceania\Australia\New South Wales\Sydney Northern\Willoughby\St Leonards | \Organizations\101-NSW Health\8899-NSLHD | RNS-000127 | Smoke Detector | Smoke Detector - RN36.03.014 | \Classifications\Specification Class\Building Equipment\Fire Protection\Fire Alarm Systems\Smoke Detectors | Fire Detection, Fire Detectors, Smoke | FD-FD-Sm | \Classifications\Specification Class\VBIS\FD - Fire Detection\FD-FD - Fire Detectors\FD-FD-Sm - Smoke |  | UNKNOWN |  |  |  | RNS-000127 | [6 empty] | 2023-07-25 | 2 - Normal | 2 - Good | 2 - Medium |  | 2 - Normal | Statutory | Preventive | High |  |  | 16y0M
1995 | Royal North Shore Hospital | RN36 - Building 36 | Level 3 | RN36.03.013 | \Locations\Royal North Shore Hospital\RN36 - Building 36\Level 3 | \Geography\Oceania\Australia\New South Wales\Sydney Northern\Willoughby\St Leonards | \Organizations\101-NSW Health\8899-NSLHD | RNS-000129 | Smoke Detector | Smoke Detector - RN36.03.013 | \Classifications\Specification Class\Building Equipment\Fire Protection\Fire Alarm Systems\Smoke Detectors | Fire Detection, Fire Detectors, Smoke | FD-FD-Sm | \Classifications\Specification Class\VBIS\FD - Fire Detection\FD-FD - Fire Detectors\FD-FD-Sm - Smoke |  | UNKNOWN |  |  |  | RNS-000129 | [6 empty] | 2023-07-25 | 2 - Normal | 2 - Good | 2 - Medium |  | 2 - Normal | Statutory | Preventive | High |  |  | 16y0M
1996 | Royal North Shore Hospital | RN36 - Building 36 | Level 4 | RN36.04.016 | \Locations\Royal North Shore Hospital\RN36 - Building 36\Level 4 | \Geography\Oceania\Australia\New South Wales\Sydney Northern\Willoughby\St Leonards | \Organizations\101-NSW Health\8899-NSLHD | RNS-000163 | Smoke Detector | Smoke Detector - RN36.04.016 | \Classifications\Specification Class\Building Equipment\Fire Protection\Fire Alarm Systems\Smoke Detectors | Fire Detection, Fire Detectors, Smoke | FD-FD-Sm | \Classifications\Specification Class\VBIS\FD - Fire Detection\FD-FD - Fire Detectors\FD-FD-Sm - Smoke |  | UNKNOWN |  |  |  | RNS-000163 | [6 empty] | 2023-07-25 | 2 - Normal | 2 - Good | 2 - Medium |  | 2 - Normal | Statutory | Preventive | High |  |  | 16y0M
1997 | Royal North Shore Hospital | RN36 - Building 36 | Level 4 | RN36.04.017 | \Locations\Royal North Shore Hospital\RN36 - Building 36\Level 4 | \Geography\Oceania\Australia\New South Wales\Sydney Northern\Willoughby\St Leonards | \Organizations\101-NSW Health\8899-NSLHD | RNS-000164 | Smoke Detector | Smoke Detector - RN36.04.017 | \Classifications\Specification Class\Building Equipment\Fire Protection\Fire Alarm Systems\Smoke Detectors | Fire Detection, Fire Detectors, Smoke | FD-FD-Sm | \Classifications\Specification Class\VBIS\FD - Fire Detection\FD-FD - Fire Detectors\FD-FD-Sm - Smoke |  | UNKNOWN |  |  |  | RNS-000164 | [6 empty] | 2023-07-25 | 2 - Normal | 2 - Good | 2 - Medium |  | 2 - Normal | Statutory | Preventive | High |  |  | 16y0M
1998 | Royal North Shore Hospital | RN36 - Building 36 | Level 3 | RN36.03.020 | \Locations\Royal North Shore Hospital\RN36 - Building 36\Level 3 | \Geography\Oceania\Australia\New South Wales\Sydney Northern\Willoughby\St Leonards | \Organizations\101-NSW Health\8899-NSLHD | RNS-000126 | Smoke Detector | Smoke Detector - RN36.03.020 | \Classifications\Specification Class\Building Equipment\Fire Protection\Fire Alarm Systems\Smoke Detectors | Fire Detection, Fire Detectors, Smoke | FD-FD-Sm | \Classifications\Specification Class\VBIS\FD - Fire Detection\FD-FD - Fire Detectors\FD-FD-Sm - Smoke |  | UNKNOWN |  |  |  | RNS-000126 | [6 empty] | 2023-07-25 | 2 - Normal | 2 - Good | 2 - Medium |  | 2 - Normal | Statutory | Preventive | High |  |  | 16y0M
1999 | Royal North Shore Hospital | RN36 - Building 36 | Level 3 | RN36.03.008 | \Locations\Royal North Shore Hospital\RN36 - Building 36\Level 3 | \Geography\Oceania\Australia\New South Wales\Sydney Northern\Willoughby\St Leonards | \Organizations\101-NSW Health\8899-NSLHD | RNS-000162 | Thermostatic Mixing Valve | Thermostatic Mixing Valve - RN36.03.008 | \Classifications\Specification Class\Building Equipment\Plumbing\Thermostatic Mixing Valves | Hydraulics, Valves, Thermostatic Mixing Valves | HY-Va-TMV | \Classifications\Specification Class\VBIS\HY - Hydraulics\HY-Va - Valves\HY-Va-TMV - Thermostatic Mixing Valves |  | UNKNOWN |  |  |  | RNS-000162 | [6 empty] | 2023-07-25 | 2 - Normal | 2 - Good | 3 - High |  | 2 - Normal | Statutory | Preventive | High |  |  | 8y0M
2000 | Royal North Shore Hospital | RN36 - Building 36 | Level 4 | RN36.04.015 | \Locations\Royal North Shore Hospital\RN36 - Building 36\Level 4 | \Geography\Oceania\Australia\New South Wales\Sydney Northern\Willoughby\St Leonards | \Organizations\101-NSW Health\8899-NSLHD | RNS-000166 | Residual Current Device - GPO | Residual Current Device - GPO - RN36.04.015 | \Classifications\Specification Class\Building Equipment\Electrical\Electrical Service & Distribution\Distribution Boards\Residual Current Devices (RCD) | Electrical Power, General Purpose Outlet, Single Phase, Residual Current Device | EP-GPO-SP-RCD | \Classifications\Specification Class\VBIS\EP - Electrical Power\EP-GPO - General Purpose Outlet\EP-GPO-SP - Single Phase\EP-GPO-SP-RCD - Residual Current Device |  | UNKNOWN |  |  |  | RNS-000166 | [6 empty] | 2023-07-25 | 2 - Normal | 2 - Good | 2 - Medium |  | 2 - Normal | Statutory | Preventive | High |  |  | 12y0M
2001 | Royal North Shore Hospital | RN36 - Building 36 | Level 4 | RN36.04.003 | \Locations\Royal North Shore Hospital\RN36 - Building 36\Level 4 | \Geography\Oceania\Australia\New South Wales\Sydney Northern\Willoughby\St Leonards | \Organizations\101-NSW Health\8899-NSLHD | RNS-000167 | Smoke Detector | Smoke Detector - RN36.04.003 | \Classifications\Specification Class\Building Equipment\Fire Protection\Fire Alarm Systems\Smoke Detectors | Fire Detection, Fire Detectors, Smoke | FD-FD-Sm | \Classifications\Specification Class\VBIS\FD - Fire Detection\FD-FD - Fire Detectors\FD-FD-Sm - Smoke |  | UNKNOWN |  |  |  | RNS-000167 | [6 empty] | 2023-07-25 | 2 - Normal | 2 - Good | 2 - Medium |  | 2 - Normal | Statutory | Preventive | High |  |  | 16y0M
2002 | Royal North Shore Hospital | RN36 - Building 36 | Level 4 | RN36.04.003 | \Locations\Royal North Shore Hospital\RN36 - Building 36\Level 4 | \Geography\Oceania\Australia\New South Wales\Sydney Northern\Willoughby\St Leonards | \Organizations\101-NSW Health\8899-NSLHD | RNS-000168 | Emergency Light | Emergency Light - RN36.04.003 | \Classifications\Specification Class\Building Equipment\Electrical\Other Electrical Systems\Emergency Light & Power Systems\Emergency Evacuation Lighting | Electrical Lighting, Emergency Lighting, Testing | EL-EL-Te | \Classifications\Specification Class\VBIS\EL - Electrical Lighting\EL-EL - Emergency Lighting\EL-EL-Te - Testing |  | UNKNOWN |  |  |  | RNS-000168 | [6 empty] | 2023-07-25 | 2 - Normal | 2 - Good | 2 - Medium |  | 2 - Normal | Statutory | Preventive | High |  |  | 20y0M
2003 | Royal North Shore Hospital | RN36 - Building 36 | Level 4 | RN36.04.003 | \Locations\Royal North Shore Hospital\RN36 - Building 36\Level 4 | \Geography\Oceania\Australia\New South Wales\Sydney Northern\Willoughby\St Leonards | \Organizations\101-NSW Health\8899-NSLHD | RNS-000169 | Fire Extinguisher - CO2 | Fire Extinguisher - CO2 - RN36.04.003 | \Classifications\Specification Class\Building Equipment\Fire Protection\Fire Protection Specialities\Fire Extinguishers\CO2 | Fire Suppression, Portable Fire Extinguisher, Carbon Dioxide | FS-PFE-CD | \Classifications\Specification Class\VBIS\FS - Fire Suppression\FS-PFE - Portable Fire Extinguisher\FS-PFE-CD - Carbon Dioxide |  | AMPAC | 3.5kg |  |  | RNS-000169 | [6 empty] | 2023-07-25 | 2 - Normal | 2 - Good | 2 - Medium |  | 2 - Normal | Statutory | Preventive | High |  |  | 12y0M
2004 | Royal North Shore Hospital | RN36 - Building 36 | Level 4 | RN36.04.003 | \Locations\Royal North Shore Hospital\RN36 - Building 36\Level 4 | \Geography\Oceania\Australia\New South Wales\Sydney Northern\Willoughby\St Leonards | \Organizations\101-NSW Health\8899-NSLHD | RNS-000170 | Smoke Detector | Smoke Detector - RN36.04.003 | \Classifications\Specification Class\Building Equipment\Fire Protection\Fire Alarm Systems\Smoke Detectors | Fire Detection, Fire Detectors, Smoke | FD-FD-Sm | \Classifications\Specification Class\VBIS\FD - Fire Detection\FD-FD - Fire Detectors\FD-FD-Sm - Smoke |  | UNKNOWN |  |  |  | RNS-000170 | [6 empty] | 2023-07-25 | 2 - Normal | 2 - Good | 2 - Medium |  | 2 - Normal | Statutory | Preventive | High |  |  | 16y0M
2005 | Royal North Shore Hospital | RN36 - Building 36 | Level 4 | RN36.04.003 | \Locations\Royal North Shore Hospital\RN36 - Building 36\Level 4 | \Geography\Oceania\Australia\New South Wales\Sydney Northern\Willoughby\St Leonards | \Organizations\101-NSW Health\8899-NSLHD | RNS-000171 | Emergency Exit Sign | Emergency Exit Sign - RN36.04.003 | \Classifications\Specification Class\Building Equipment\Electrical\Other Electrical Systems\Emergency Light & Power Systems\Emergency Evacuation Lighting | Electrical Lighting, Emergency Lighting, Testing | EL-EL-Te | \Classifications\Specification Class\VBIS\EL - Electrical Lighting\EL-EL - Emergency Lighting\EL-EL-Te - Testing |  | EKTOR | 24m |  |  | RNS-000171 | [6 empty] | 2023-07-25 | 2 - Normal | 2 - Good | 2 - Medium |  | 2 - Normal | Statutory | Preventive | High |  |  | 20y0M
2006 | Royal North Shore Hospital | RN36 - Building 36 | Level 4 | RN36.04.003 | \Locations\Royal North Shore Hospital\RN36 - Building 36\Level 4 | \Geography\Oceania\Australia\New South Wales\Sydney Northern\Willoughby\St Leonards | \Organizations\101-NSW Health\8899-NSLHD | RNS-000172 | Fire Hose Reel | Fire Hose Reel - RN36.04.003 | \Classifications\Specification Class\Building Equipment\Fire Protection\Fire Protection Specialities\Fire Hose Reels | Fire Suppression, Fire Hose Reel | FS-FHR | \Classifications\Specification Class\VBIS\FS - Fire Suppression\FS-FHR - Fire Hose Reel |  | FIREGARD |  |  |  | RNS-000172 | [6 empty] | 2023-07-25 | 2 - Normal | 3 - Fair | 2 - Medium |  | 2 - Normal | Statutory | Preventive | High |  |  | 9y0M
2007 | Royal North Shore Hospital | RN36 - Building 36 | Level 4 | RN36.04.022 | \Locations\Royal North Shore Hospital\RN36 - Building 36\Level 4 | \Geography\Oceania\Australia\New South Wales\Sydney Northern\Willoughby\St Leonards | \Organizations\101-NSW Health\8899-NSLHD | RNS-000173 | Fire Door - Single Leaf | Fire Door - Single Leaf - RN36.04.022 | \Classifications\Specification Class\Building Equipment\Fire Protection\Fire Protection Specialities\Fire Doors | Structure, Doors Fire Rated | ST-DFR | \Classifications\Specification Class\VBIS\ST - Structure\ST-DFR - Doors Fire Rated |  | WORMALD | FRL -/120/30 |  | 652 | RNS-000173 | [6 empty] | 2023-07-25 | 2 - Normal | 3 - Fair | 2 - Medium |  | 2 - Normal | Statutory | Preventive | High |  |  | 15y0M
2008 | Royal North Shore Hospital | RN36 - Building 36 | Level 4 | RN36.04.022 | \Locations\Royal North Shore Hospital\RN36 - Building 36\Level 4 | \Geography\Oceania\Australia\New South Wales\Sydney Northern\Willoughby\St Leonards | \Organizations\101-NSW Health\8899-NSLHD | RNS-000174 | Smoke Detector | Smoke Detector - RN36.04.022 | \Classifications\Specification Class\Building Equipment\Fire Protection\Fire Alarm Systems\Smoke Detectors | Fire Detection, Fire Detectors, Smoke | FD-FD-Sm | \Classifications\Specification Class\VBIS\FD - Fire Detection\FD-FD - Fire Detectors\FD-FD-Sm - Smoke |  | UNKNOWN |  |  |  | RNS-000174 | [6 empty] | 2023-07-25 | 2 - Normal | 2 - Good | 2 - Medium |  | 2 - Normal | Statutory | Preventive | High |  |  | 16y0M
2009 | Royal North Shore Hospital | RN36 - Building 36 | Level 4 | RN36.04.003 | \Locations\Royal North Shore Hospital\RN36 - Building 36\Level 4 | \Geography\Oceania\Australia\New South Wales\Sydney Northern\Willoughby\St Leonards | \Organizations\101-NSW Health\8899-NSLHD | RNS-000175 | Emergency Light | Emergency Light - RN36.04.003 | \Classifications\Specification Class\Building Equipment\Electrical\Other Electrical Systems\Emergency Light & Power Systems\Emergency Evacuation Lighting | Electrical Lighting, Emergency Lighting, Testing | EL-EL-Te | \Classifications\Specification Class\VBIS\EL - Electrical Lighting\EL-EL - Emergency Lighting\EL-EL-Te - Testing |  | UNKNOWN |  |  |  | RNS-000175 | [6 empty] | 2023-07-25 | 2 - Normal | 2 - Good | 2 - Medium |  | 2 - Normal | Statutory | Preventive | High |  |  | 20y0M
2010 | Royal North Shore Hospital | RN36 - Building 36 | Level 4 | RN36.04.003 | \Locations\Royal North Shore Hospital\RN36 - Building 36\Level 4 | \Geography\Oceania\Australia\New South Wales\Sydney Northern\Willoughby\St Leonards | \Organizations\101-NSW Health\8899-NSLHD | RNS-000045 | Fire Extinguisher - CO2 | Fire Extinguisher - CO2 - RN36.04.003 | \Classifications\Specification Class\Building Equipment\Fire Protection\Fire Protection Specialities\Fire Extinguishers\CO2 | Fire Suppression, Portable Fire Extinguisher, Carbon Dioxide | FS-PFE-CD | \Classifications\Specification Class\VBIS\FS - Fire Suppression\FS-PFE - Portable Fire Extinguisher\FS-PFE-CD - Carbon Dioxide |  | AMPAC | 3.5kg |  |  | RNS-000045 | [6 empty] | 2023-07-25 | 2 - Normal | 2 - Good | 2 - Medium |  | 2 - Normal | Statutory | Preventive | High |  |  | 12y0M
2011 | Royal North Shore Hospital | RN36 - Building 36 | Level 4 | RN36.04.003 | \Locations\Royal North Shore Hospital\RN36 - Building 36\Level 4 | \Geography\Oceania\Australia\New South Wales\Sydney Northern\Willoughby\St Leonards | \Organizations\101-NSW Health\8899-NSLHD | RNS-000201 | Distribution Board - DB-36.4.1 | Distribution Board - DB-36.4.1 - RN36.04.003 | \Classifications\Specification Class\Building Equipment\Electrical\Electrical Service & Distribution\Distribution Boards | Electrical Power, Switchboard, Main Switch Board | EP-SB-MSB | \Classifications\Specification Class\VBIS\EP - Electrical Power\EP-SB - Switchboard\EP-SB-MSB - Main Switch Board |  | STOWE ELECTRIC |  |  |  | RNS-000201 | [6 empty] | 2023-07-25 | 2 - Normal | 2 - Good | 3 - High |  | 2 - Normal | Statutory | Preventive | High |  |  | 20y0M | [9 empty] | 0 RCDS
2012 | Royal North Shore Hospital | RN36 - Building 36 | Level 3 | RN36.03.012 | \Locations\Royal North Shore Hospital\RN36 - Building 36\Level 3 | \Geography\Oceania\Australia\New South Wales\Sydney Northern\Willoughby\St Leonards | \Organizations\101-NSW Health\8899-NSLHD | RNS-000132 | Smoke Detector | Smoke Detector - RN36.03.012 | \Classifications\Specification Class\Building Equipment\Fire Protection\Fire Alarm Systems\Smoke Detectors | Fire Detection, Fire Detectors, Smoke | FD-FD-Sm | \Classifications\Specification Class\VBIS\FD - Fire Detection\FD-FD - Fire Detectors\FD-FD-Sm - Smoke |  | UNKNOWN |  |  |  | RNS-000132 | [6 empty] | 2023-07-25 | 2 - Normal | 2 - Good | 2 - Medium |  | 2 - Normal | Statutory | Preventive | High |  |  | 16y0M
2013 | Royal North Shore Hospital | RN36 - Building 36 | Level 4 | RN36.04.003 | \Locations\Royal North Shore Hospital\RN36 - Building 36\Level 4 | \Geography\Oceania\Australia\New South Wales\Sydney Northern\Willoughby\St Leonards | \Organizations\101-NSW Health\8899-NSLHD | RNS-000165 | Smoke Detector | Smoke Detector - RN36.04.003 | \Classifications\Specification Class\Building Equipment\Fire Protection\Fire Alarm Systems\Smoke Detectors | Fire Detection, Fire Detectors, Smoke | FD-FD-Sm | \Classifications\Specification Class\VBIS\FD - Fire Detection\FD-FD - Fire Detectors\FD-FD-Sm - Smoke |  | UNKNOWN |  |  |  | RNS-000165 | [6 empty] | 2023-07-25 | 2 - Normal | 2 - Good | 2 - Medium |  | 2 - Normal | Statutory | Preventive | High |  |  | 16y0M
2014 | Royal North Shore Hospital | RN36 - Building 36 | Level 4 | RN36.04.003 | \Locations\Royal North Shore Hospital\RN36 - Building 36\Level 4 | \Geography\Oceania\Australia\New South Wales\Sydney Northern\Willoughby\St Leonards | \Organizations\101-NSW Health\8899-NSLHD | RNS-000202 | Emergency Light | Emergency Light - RN36.04.003 | \Classifications\Specification Class\Building Equipment\Electrical\Other Electrical Systems\Emergency Light & Power Systems\Emergency Evacuation Lighting | Electrical Lighting, Emergency Lighting, Testing | EL-EL-Te | \Classifications\Specification Class\VBIS\EL - Electrical Lighting\EL-EL - Emergency Lighting\EL-EL-Te - Testing |  | UNKNOWN |  |  |  | RNS-000202 | [6 empty] | 2023-07-25 | 2 - Normal | 2 - Good | 2 - Medium |  | 2 - Normal | Statutory | Preventive | High |  |  | 20y0M
2015 | Royal North Shore Hospital | RN36 - Building 36 | Level 4 | RN36.04.003 | \Locations\Royal North Shore Hospital\RN36 - Building 36\Level 4 | \Geography\Oceania\Australia\New South Wales\Sydney Northern\Willoughby\St Leonards | \Organizations\101-NSW Health\8899-NSLHD | RNS-000203 | Smoke Detector | Smoke Detector - RN36.04.003 | \Classifications\Specification Class\Building Equipment\Fire Protection\Fire Alarm Systems\Smoke Detectors | Fire Detection, Fire Detectors, Smoke | FD-FD-Sm | \Classifications\Specification Class\VBIS\FD - Fire Detection\FD-FD - Fire Detectors\FD-FD-Sm - Smoke |  | UNKNOWN |  |  |  | RNS-000203 | [6 empty] | 2023-07-25 | 2 - Normal | 2 - Good | 2 - Medium |  | 2 - Normal | Statutory | Preventive | High |  |  | 16y0M
2016 | Royal North Shore Hospital | RN36 - Building 36 | Level 4 | RN36.04.003 | \Locations\Royal North Shore Hospital\RN36 - Building 36\Level 4 | \Geography\Oceania\Australia\New South Wales\Sydney Northern\Willoughby\St Leonards | \Organizations\101-NSW Health\8899-NSLHD | RNS-000204 | Emergency Exit Sign | Emergency Exit Sign - RN36.04.003 | \Classifications\Specification Class\Building Equipment\Electrical\Other Electrical Systems\Emergency Light & Power Systems\Emergency Evacuation Lighting | Electrical Lighting, Emergency Lighting, Testing | EL-EL-Te | \Classifications\Specification Class\VBIS\EL - Electrical Lighting\EL-EL - Emergency Lighting\EL-EL-Te - Testing |  | LEGRAND | 24m |  |  | RNS-000204 | [6 empty] | 2023-07-25 | 2 - Normal | 3 - Fair | 2 - Medium |  | 2 - Normal | Statutory | Preventive | High |  |  | 15y0M
2017 | Royal North Shore Hospital | RN36 - Building 36 | Level 4 | RN36.04.003 | \Locations\Royal North Shore Hospital\RN36 - Building 36\Level 4 | \Geography\Oceania\Australia\New South Wales\Sydney Northern\Willoughby\St Leonards | \Organizations\101-NSW Health\8899-NSLHD | RNS-000205 | Fire Door - Double Leaf | Fire Door - Double Leaf - RN36.04.003 | \Classifications\Specification Class\Building Equipment\Fire Protection\Fire Protection Specialities\Fire Doors | Structure, Doors Fire Rated | ST-DFR | \Classifications\Specification Class\VBIS\ST - Structure\ST-DFR - Doors Fire Rated |  | ARA FIRE | FRL -/120/30 |  | 764 | RNS-000205 |  |  |  |  | 2000-01-01 |  | 2023-07-25 | 2 - Normal | 3 - Fair | 2 - Medium | Expected life could be extended based on the visual condition assessment. | 2 - Normal | Statutory | Preventive | High |  |  | 1y4M | [9 empty] | (Security) - 36-5
2018 | Royal North Shore Hospital | RN36 - Building 36 | Level 4 | RN36.04.003 | \Locations\Royal North Shore Hospital\RN36 - Building 36\Level 4 | \Geography\Oceania\Australia\New South Wales\Sydney Northern\Willoughby\St Leonards | \Organizations\101-NSW Health\8899-NSLHD | RNS-000206 | Fire Extinguisher - CO2 | Fire Extinguisher - CO2 - RN36.04.003 | \Classifications\Specification Class\Building Equipment\Fire Protection\Fire Protection Specialities\Fire Extinguishers\CO2 | Fire Suppression, Portable Fire Extinguisher, Carbon Dioxide | FS-PFE-CD | \Classifications\Specification Class\VBIS\FS - Fire Suppression\FS-PFE - Portable Fire Extinguisher\FS-PFE-CD - Carbon Dioxide |  | AMPAC | 3.5kg |  |  | RNS-000206 | [6 empty] | 2023-07-25 | 2 - Normal | 2 - Good | 2 - Medium |  | 2 - Normal | Statutory | Preventive | High |  |  | 12y0M
2019 | Royal North Shore Hospital | RN36 - Building 36 | Level 4 | RN36.04.003 | \Locations\Royal North Shore Hospital\RN36 - Building 36\Level 4 | \Geography\Oceania\Australia\New South Wales\Sydney Northern\Willoughby\St Leonards | \Organizations\101-NSW Health\8899-NSLHD | RNS-000207 | Smoke Detector | Smoke Detector - RN36.04.003 | \Classifications\Specification Class\Building Equipment\Fire Protection\Fire Alarm Systems\Smoke Detectors | Fire Detection, Fire Detectors, Smoke | FD-FD-Sm | \Classifications\Specification Class\VBIS\FD - Fire Detection\FD-FD - Fire Detectors\FD-FD-Sm - Smoke |  | UNKNOWN |  |  |  | RNS-000207 | [6 empty] | 2023-07-25 | 2 - Normal | 2 - Good | 2 - Medium |  | 2 - Normal | Statutory | Preventive | High |  |  | 16y0M
2020 | Royal North Shore Hospital | RN36 - Building 36 | Level 4 | RN36.04.003 | \Locations\Royal North Shore Hospital\RN36 - Building 36\Level 4 | \Geography\Oceania\Australia\New South Wales\Sydney Northern\Willoughby\St Leonards | \Organizations\101-NSW Health\8899-NSLHD | RNS-000208 | Emergency Exit Sign | Emergency Exit Sign - RN36.04.003 | \Classifications\Specification Class\Building Equipment\Electrical\Other Electrical Systems\Emergency Light & Power Systems\Emergency Evacuation Lighting | Electrical Lighting, Emergency Lighting, Testing | EL-EL-Te | \Classifications\Specification Class\VBIS\EL - Electrical Lighting\EL-EL - Emergency Lighting\EL-EL-Te - Testing |  | LEGRAND | 24m |  |  | RNS-000208 | [6 empty] | 2023-07-25 | 2 - Normal | 2 - Good | 2 - Medium |  | 2 - Normal | Statutory | Preventive | High |  |  | 20y0M
2021 | Royal North Shore Hospital | RN36 - Building 36 | Level 4 | RN36.04.005 | \Locations\Royal North Shore Hospital\RN36 - Building 36\Level 4 | \Geography\Oceania\Australia\New South Wales\Sydney Northern\Willoughby\St Leonards | \Organizations\101-NSW Health\8899-NSLHD | RNS-000210 | Smoke Detector | Smoke Detector - RN36.04.005 | \Classifications\Specification Class\Building Equipment\Fire Protection\Fire Alarm Systems\Smoke Detectors | Fire Detection, Fire Detectors, Smoke | FD-FD-Sm | \Classifications\Specification Class\VBIS\FD - Fire Detection\FD-FD - Fire Detectors\FD-FD-Sm - Smoke |  | UNKNOWN |  |  |  | RNS-000210 | [6 empty] | 2023-07-25 | 2 - Normal | 2 - Good | 2 - Medium |  | 2 - Normal | Statutory | Preventive | High |  |  | 16y0M
2022 | Royal North Shore Hospital | RN36 - Building 36 | Level 4 | RN36.04.003 | \Locations\Royal North Shore Hospital\RN36 - Building 36\Level 4 | \Geography\Oceania\Australia\New South Wales\Sydney Northern\Willoughby\St Leonards | \Organizations\101-NSW Health\8899-NSLHD | RNS-000209 | Emergency Light | Emergency Light - RN36.04.003 | \Classifications\Specification Class\Building Equipment\Electrical\Other Electrical Systems\Emergency Light & Power Systems\Emergency Evacuation Lighting | Electrical Lighting, Emergency Lighting, Testing | EL-EL-Te | \Classifications\Specification Class\VBIS\EL - Electrical Lighting\EL-EL - Emergency Lighting\EL-EL-Te - Testing |  | UNKNOWN |  |  |  | RNS-000209 | [6 empty] | 2023-07-25 | 2 - Normal | 2 - Good | 2 - Medium |  | 2 - Normal | Statutory | Preventive | High |  |  | 20y0M
2023 | Royal North Shore Hospital | RN36 - Building 36 | Level 3 | RN36.03.025 | \Locations\Royal North Shore Hospital\RN36 - Building 36\Level 3\RN36.03.025 Corridor | \Geography\Oceania\Australia\New South Wales\Sydney Northern\Willoughby\St Leonards | \Organizations\101-NSW Health\8899-NSLHD | RN-002346 | Smoke Detector | Smoke Detector - RN36.03.025 | \Classifications\Specification Class\Building Equipment\Fire Protection\Fire Alarm Systems\Smoke Detectors | Fire Detection, Fire Detectors, Smoke | FD-FD-Sm | \Classifications\Specification Class\VBIS\FD - Fire Detection\FD-FD - Fire Detectors\FD-FD-Sm - Smoke |  | UNKNOWN |  |  |  | RN-002346 |  |  |  |  | 2023-07-01 |  | 2023-09-06 | 2 - Normal | 2 - Good | 2 - Medium |  | 2 - Normal | Statutory | Preventive | High |  |  | 19y0M
2024 | Royal North Shore Hospital | RN36 - Building 36 | Level 3 | RN38.03.025 | \Locations\Royal North Shore Hospital\RN36 - Building 36\Level 3 | \Geography\Oceania\Australia\New South Wales\Sydney Northern\Willoughby\St Leonards | \Organizations\101-NSW Health\8899-NSLHD | RN-002300 | Emergency Light | Emergency Light - RN38.03.025 | \Classifications\Specification Class\Building Equipment\Electrical\Other Electrical Systems\Emergency Light & Power Systems\Emergency Evacuation Lighting | Electrical Lighting, Emergency Lighting, Testing | EL-EL-Te | \Classifications\Specification Class\VBIS\EL - Electrical Lighting\EL-EL - Emergency Lighting\EL-EL-Te - Testing |  | UNKNOWN |  |  |  | RN-002300 |  |  |  |  | 2023-07-01 |  | 2023-09-06 | 2 - Normal | 1 - Excellent | 2 - Medium |  | 2 - Normal | Statutory | Preventive | High |  |  | 23y9M
2025 | Royal North Shore Hospital | RN36 - Building 36 | Level 3 | RN36.03.025 | \Locations\Royal North Shore Hospital\RN36 - Building 36\Level 3\RN36.03.025 Corridor | \Geography\Oceania\Australia\New South Wales\Sydney Northern\Willoughby\St Leonards | \Organizations\101-NSW Health\8899-NSLHD | RN-002301 | Emergency Light | Emergency Light - RN36.03.025 | \Classifications\Specification Class\Building Equipment\Electrical\Other Electrical Systems\Emergency Light & Power Systems\Emergency Evacuation Lighting | Electrical Lighting, Emergency Lighting, Testing | EL-EL-Te | \Classifications\Specification Class\VBIS\EL - Electrical Lighting\EL-EL - Emergency Lighting\EL-EL-Te - Testing |  | UNKNOWN |  |  |  | RN-002301 |  |  |  |  | 2023-07-01 |  | 2023-09-06 | 2 - Normal | 1 - Excellent | 2 - Medium |  | 2 - Normal | Statutory | Preventive | High |  |  | 23y9M
2026 | Royal North Shore Hospital | RN36 - Building 36 | Level 3 | RN36.03.025 | \Locations\Royal North Shore Hospital\RN36 - Building 36\Level 3\RN36.03.025 Corridor | \Geography\Oceania\Australia\New South Wales\Sydney Northern\Willoughby\St Leonards | \Organizations\101-NSW Health\8899-NSLHD | RN-002351 | Smoke Detector | Smoke Detector - RN36.03.025 | \Classifications\Specification Class\Building Equipment\Fire Protection\Fire Alarm Systems\Smoke Detectors | Fire Detection, Fire Detectors, Smoke | FD-FD-Sm | \Classifications\Specification Class\VBIS\FD - Fire Detection\FD-FD - Fire Detectors\FD-FD-Sm - Smoke |  | UNKNOWN |  |  |  | RN-002351 |  |  |  |  | 2023-07-01 |  | 2023-09-06 | 2 - Normal | 1 - Excellent | 2 - Medium |  | 2 - Normal | Statutory | Preventive | High |  |  | 19y0M
2027 | Royal North Shore Hospital | RN36 - Building 36 | Level 3 | RN36.03.025 | \Locations\Royal North Shore Hospital\RN36 - Building 36\Level 3\RN36.03.025 Corridor | \Geography\Oceania\Australia\New South Wales\Sydney Northern\Willoughby\St Leonards | \Organizations\101-NSW Health\8899-NSLHD | RN-002355 | Distribution Board - SB.36.3.1 | Distribution Board - SB.36.3.1 - RN36.03.025 | \Classifications\Specification Class\Building Equipment\Electrical\Electrical Service & Distribution\Distribution Boards | Electrical Power, Switchboard, Main Switch Board | EP-SB-MSB | \Classifications\Specification Class\VBIS\EP - Electrical Power\EP-SB - Switchboard\EP-SB-MSB - Main Switch Board |  | NHP |  |  |  | RN-002355 |  |  |  |  | 2023-07-01 |  | 2023-09-06 | 1 - Good | 1 - Excellent | 3 - High |  | 2 - Normal | Statutory | Preventive | High |  |  | 25y0M
2028 | Royal North Shore Hospital | RN36 - Building 36 | Level 3 | RN36.03.025 | \Locations\Royal North Shore Hospital\RN36 - Building 36\Level 3\RN36.03.025 Corridor | \Geography\Oceania\Australia\New South Wales\Sydney Northern\Willoughby\St Leonards | \Organizations\101-NSW Health\8899-NSLHD | RN-002354 | Fan Coil Unit | Fan Coil Unit - RN36.03.025 | \Classifications\Specification Class\Building Equipment\HVAC\Terminal & Package Units\Fan Coil Units | Mechanical, Fan Coil Units, Cassette | ME-FCU-Ca | \Classifications\Specification Class\VBIS\ME - Mechanical\ME-FCU - Fan Coil Units\ME-FCU-Ca - Cassette |  | HITACHI |  |  |  | RN-002354 |  |  |  |  | 2023-07-01 |  | 2023-09-06 | 2 - Normal | 1 - Excellent | 3 - High |  | 2 - Normal | Statutory | Preventive | High |  |  | 25y0M
2029 | Royal North Shore Hospital | RN36 - Building 36 | Level 3 | RN36.03.025 | \Locations\Royal North Shore Hospital\RN36 - Building 36\Level 3\RN36.03.025 Corridor | \Geography\Oceania\Australia\New South Wales\Sydney Northern\Willoughby\St Leonards | \Organizations\101-NSW Health\8899-NSLHD | RN-002353 | Fan Coil Unit | Fan Coil Unit - RN36.03.025 | \Classifications\Specification Class\Building Equipment\HVAC\Terminal & Package Units\Fan Coil Units | Mechanical, Fan Coil Units, Cassette | ME-FCU-Ca | \Classifications\Specification Class\VBIS\ME - Mechanical\ME-FCU - Fan Coil Units\ME-FCU-Ca - Cassette |  | HITACHI |  |  |  | RN-002353 |  |  |  |  | 2023-07-01 |  | 2023-09-06 | 1 - Good | 1 - Excellent | 3 - High |  | 2 - Normal | Statutory | Preventive | High |  |  | 25y0M
2030 | Royal North Shore Hospital | RN36 - Building 36 | Level 3 | RN36.03.017 | \Locations\Royal North Shore Hospital\RN36 - Building 36\Level 3 | \Geography\Oceania\Australia\New South Wales\Sydney Northern\Willoughby\St Leonards | \Organizations\101-NSW Health\8899-NSLHD | RN-002352 | Fan Coil Unit | Fan Coil Unit - RN36.03.017 | \Classifications\Specification Class\Building Equipment\HVAC\Terminal & Package Units\Fan Coil Units | Mechanical, Fan Coil Units, Cassette | ME-FCU-Ca | \Classifications\Specification Class\VBIS\ME - Mechanical\ME-FCU - Fan Coil Units\ME-FCU-Ca - Cassette |  | HITACHI |  |  |  | RN-002352 |  |  |  |  | 2023-07-01 |  | 2023-09-06 | 2 - Normal | 1 - Excellent | 3 - High |  | 2 - Normal | Statutory | Preventive | High |  |  | 25y0M
2031 | Royal North Shore Hospital | RN36 - Building 36 | Level 3 | RN36.03.019 | \Locations\Royal North Shore Hospital\RN36 - Building 36\Level 3 | \Geography\Oceania\Australia\New South Wales\Sydney Northern\Willoughby\St Leonards | \Organizations\101-NSW Health\8899-NSLHD | RN-002356 | Thermostatic Mixing Valve | Thermostatic Mixing Valve - RN36.03.019 | \Classifications\Specification Class\Building Equipment\Plumbing\Thermostatic Mixing Valves | Hydraulics, Valves, Thermostatic Mixing Valves | HY-Va-TMV | \Classifications\Specification Class\VBIS\HY - Hydraulics\HY-Va - Valves\HY-Va-TMV - Thermostatic Mixing Valves |  | ENWARE | AQUABLEND 1500 |  |  | RN-002356 |  |  |  |  | 2023-07-01 |  | 2023-09-06 | 1 - Good | 1 - Excellent | 3 - High |  | 2 - Normal | Statutory | Preventive | High |  |  | 10y0M
2032 | Royal North Shore Hospital | RN36 - Building 36 | Level 3 | RN36.03.018 | \Locations\Royal North Shore Hospital\RN36 - Building 36\Level 3 | \Geography\Oceania\Australia\New South Wales\Sydney Northern\Willoughby\St Leonards | \Organizations\101-NSW Health\8899-NSLHD | RN-002357 | Smoke Detector | Smoke Detector - RN36.03.018 | \Classifications\Specification Class\Building Equipment\Fire Protection\Fire Alarm Systems\Smoke Detectors | Fire Detection, Fire Detectors, Smoke | FD-FD-Sm | \Classifications\Specification Class\VBIS\FD - Fire Detection\FD-FD - Fire Detectors\FD-FD-Sm - Smoke |  | UNKNOWN |  |  |  | RN-002357 |  |  |  |  | 2023-07-01 |  | 2023-09-06 | 2 - Normal | 1 - Excellent | 2 - Medium |  | 2 - Normal | Statutory | Preventive | High |  |  | 19y0M
2033 | Royal North Shore Hospital | RN36 - Building 36 | Level 3 | RN36.03.011 | \Locations\Royal North Shore Hospital\RN36 - Building 36\Level 3\RN36.03.011 Liftwell | \Geography\Oceania\Australia\New South Wales\Sydney Northern\Willoughby\St Leonards | \Organizations\101-NSW Health\8899-NSLHD | RN-002358 | Smoke Detector | Smoke Detector - RN36.03.011 | \Classifications\Specification Class\Building Equipment\Fire Protection\Fire Alarm Systems\Smoke Detectors | Fire Detection, Fire Detectors, Smoke | FD-FD-Sm | \Classifications\Specification Class\VBIS\FD - Fire Detection\FD-FD - Fire Detectors\FD-FD-Sm - Smoke |  | UNKNOWN |  |  |  | RN-002358 |  |  |  |  | 2023-07-01 |  | 2023-09-06 | 2 - Normal | 1 - Excellent | 2 - Medium |  | 2 - Normal | Statutory | Preventive | High |  |  | 20y0M
2034 | Royal North Shore Hospital | RN36 - Building 36 | Level 3 | RN36.03.025 | \Locations\Royal North Shore Hospital\RN36 - Building 36\Level 3\RN36.03.025 Corridor | \Geography\Oceania\Australia\New South Wales\Sydney Northern\Willoughby\St Leonards | \Organizations\101-NSW Health\8899-NSLHD | RN-002359 | Smoke Detector | Smoke Detector - RN36.03.025 | \Classifications\Specification Class\Building Equipment\Fire Protection\Fire Alarm Systems\Smoke Detectors | Fire Detection, Fire Detectors, Smoke | FD-FD-Sm | \Classifications\Specification Class\VBIS\FD - Fire Detection\FD-FD - Fire Detectors\FD-FD-Sm - Smoke |  | UNKNOWN |  |  |  | RN-002359 |  |  |  |  | 2023-07-01 |  | 2023-09-06 | 2 - Normal | 1 - Excellent | 2 - Medium |  | 2 - Normal | Statutory | Preventive | High |  |  | 20y0M
2035 | Royal North Shore Hospital | RN36 - Building 36 | Level 3 | RN36.03.025 | \Locations\Royal North Shore Hospital\RN36 - Building 36\Level 3\RN36.03.025 Corridor | \Geography\Oceania\Australia\New South Wales\Sydney Northern\Willoughby\St Leonards | \Organizations\101-NSW Health\8899-NSLHD | RN-002360 | Emergency Light | Emergency Light - RN36.03.025 | \Classifications\Specification Class\Building Equipment\Electrical\Other Electrical Systems\Emergency Light & Power Systems\Emergency Evacuation Lighting | Electrical Lighting, Emergency Lighting, Testing | EL-EL-Te | \Classifications\Specification Class\VBIS\EL - Electrical Lighting\EL-EL - Emergency Lighting\EL-EL-Te - Testing |  | UNKNOWN |  |  |  | RN-002360 |  |  |  |  | 2023-07-01 |  | 2023-09-06 | 2 - Normal | 1 - Excellent | 2 - Medium |  | 2 - Normal | Statutory | Preventive | High |  |  | 25y0M
2036 | Royal North Shore Hospital | RN36 - Building 36 | Level 3 | RN36.03.038 | \Locations\Royal North Shore Hospital\RN36 - Building 36\Level 3 | \Geography\Oceania\Australia\New South Wales\Sydney Northern\Willoughby\St Leonards | \Organizations\101-NSW Health\8899-NSLHD | RN-002361 | Smoke Detector | Smoke Detector - RN36.03.038 | \Classifications\Specification Class\Building Equipment\Fire Protection\Fire Alarm Systems\Smoke Detectors | Fire Detection, Fire Detectors, Smoke | FD-FD-Sm | \Classifications\Specification Class\VBIS\FD - Fire Detection\FD-FD - Fire Detectors\FD-FD-Sm - Smoke |  | UNKNOWN |  |  |  | RN-002361 |  |  |  |  | 2023-07-01 |  | 2023-09-06 | 2 - Normal | 1 - Excellent | 2 - Medium |  | 2 - Normal | Statutory | Preventive | High |  |  | 19y0M
2037 | Royal North Shore Hospital | RN36 - Building 36 | Level 1 | EXTERNAL | \Locations\Royal North Shore Hospital\RN36 - Building 36\Level 1 | \Geography\Oceania\Australia\New South Wales\Sydney Northern\Willoughby\St Leonards | \Organizations\101-NSW Health\8899-NSLHD | RN-002362 | Condensing Unit for FCU 1,2,3 LEVEL 3 | Condensing Unit for FCU 1,2,3 LEVEL 3 - EXTERNAL | \Classifications\Specification Class\Building Equipment\HVAC\Terminal & Package Units\Package Units\Condensing Unit | Mechanical, Air Conditioner Condenser | ME-ACC | \Classifications\Specification Class\VBIS\ME - Mechanical\ME-ACC - Air Conditioner Condenser |  | HITACHI | RAS-12FSXNS |  | UA1M5712 | RN-002362 |  |  |  |  | 2022-07-01 |  | 2023-09-06 | 2 - Normal | 1 - Excellent | 2 - Medium |  | 2 - Normal | Statutory | Preventive | Medium |  |  | 10y0M

## Sheet2
Manufacturer Name
ACTRONAIR
AFT
AIRFLOW
AIRWELL
AMPAC
ANTEC FIRE
AQUA BLEND
ARA FIRE
ARAD
ASECOS
AUSSIE ECO CLEAN
AUSTRAL FIRE DOORS
AUSTRALASIAN FIRE DOORS
AUTOMATIC FIRE PROTECTION
BARDIC
BFI
BILLI
BINDER
BOC MEDICAL
BR
BRADY
BROBO WALDOWN
BSA
BYRNES ENTRANCE TECHNOLOGY
CALEFH
CAPACITOR TECHNOLOGIES
CARRIER
CBI ELECTRIC
CFS COMPLETE FIRE SUPPLIES
CHUBB
CLEVERTRONICS
CLIPSAL
COLUSSI ENGINEERING
CONTROLLING POWER
CUTLER-HAMMER
DAIKIN
DEEP SEA ELECTRONICS
DETROIT DIESEL
DOORPAC
EATON
ECHTOP
EDMI
EKTOR
ELECTROLUX
ELECTROMASTER
ELSTER
EMAIL AIR
EMAIL LIMITED
ENWARE
ESCO MEDICON
EVERLAST HYDRO SYSTEMS
EVERSAFE
EXELGARD
EXODUS
FAIRDEAL
FAN ELECTRICS PTY LTD
FANTECH
FEBCO
FFP
FIRE PROTECTION SPECIALIST
FIRE SAFE
FIRE SENSE
FIRE STOPPING
FIREATER
FIREBOX
FIREGARD
FIREND
FIREQUIP
FIRESAFE
FIREWORLD
FIRMAGROUP
FLAMEGUARD
FLAMESTOP
FORM1
FUJITSU
GOSFORD ELECTRICAL MANUFACTURING
GOTZ
GRIFCO
GRUNDFOS
HAFCO
HAGER
HARWAL INDUSTRIES
HITACHI
HPM
IKON DOORS
INNER RANGE
IPD
K.E. BROWN PTY LTD
KENRAHN
KLEEMAN
KWICKY
LAWELL
LEGRAND
LENCO
LG
LINCOLN ELECTRIC
MACC
MAVERICK ROLLER PRODUCTS
MECCANICA FADINI
MEDILEC
MITSUBISHI ELECTRIC
MITSUBISHI HEAVY INDUSTRIES
MONACH
NEWMAC BUILDING PRODUCTS PTY LTD
NHP
NORTH EASTERN DOOR FRAMES - NEDF
OTTOBOCK
PANASONIC
PRESTO FIRE
PRO INDUSTRIES
QUELL
R.E. SPENCE & CO
RHEEM
RINNAI
RIS
S&P
SAMSUNG
SCHINDLER LIFTS AUSTRALIA
SCHNEIDER ELECTRIC
SERVIAN MACHINE TOOLS
SKIDATA
SOLUTION
SP
STANILITE
STEELFAST
STOWE ELECTRIC
STYLVENT
TACTICAL TECHNOLOGIES
TECO
TEMPERZONE
TERRYS TRADING
THERMANN
THERMOLINE
TYCO
UNKNOWN
VENTAIR
VICTAULIC
VIGILANT
VORTICE
WALDOWN
WHITE LITE
WORMALD
XPELAIR
ZIP

## Sheet3
Manufacturer Name
ACTRONAIR
AFT
AIRFLOW
THERMOLINE
TYCO
UNKNOWN